## Instructions
Local Resources Inventory
Instructions
The purpose of this survey is to update the inventory of all local resources projects in Metropolitan's service area. This Inventory List will be used in
planning activities for Metropolitan's 2015 Integrated Water Resources Plan Update and the 2015 Regional Urban Water Management Plan.
The attached Local Resources Inventory List contains all recycling, groundwater recovery, and seawater desalination projects we have in our records.
Please review and update each project accordingly. The table below shows detailed descriptions of the information requested.
Add any projects that are not on the list.
Please submit your completed list to Mike Ti (mike_ti@mwdh2o.com) by May 4, 2015.
Column Headings |  | Comments
ID | MWD Tracking | Metropolitan internal project tracking ID.
Water Type | 1. GWR - GW Recovery 2. REC - Recycled 3. SWD - Desalination | Specify water types: GWR - groundwater recovery, REC - water recycling, and SWD - seawater desalination. (Groundwater recovery projects extract and treat groundwater making it usable by removing chemicals and/or high level of salts.)
Project Name | Project/Sub Project | Verify project names. Projects that receive MWD funding should be consistent with the Local Resources Program agreement.
Status | 1. Existing 2. Under Construction 3. Full Design & Appropriated Funds 4. Planning (EIR/EIS Certified) 5. Feasibility 6. Conceptual | Specify or update project status. This will help us understand the phase of the project.
Project Terms | Project receiving MWD funding? Recycled Water: - LRP/Non-LRP GW Recovery: - GRP/Non-GRP Seawater Desal: - SDP/Non-SDP | For projects that receive MWD funding, please indicate the funding program: 1) LRP - Local Resources Program for water recycling; 2) GRP - Groundwater Recovery Program for treating contaminated groundwater; and 3) SDP - Seawater Desalination Program for treating seawater for potable use.
| Estimated Start of Operation | Specify the year when the project produces water.
| LRP Contract Expiration Date | For projects that receive MWD funding, please specify agreement expiration date.
| Ultimate Yield (AFY) | Specify the annual ultimate yield of the project.
| Project Ramp-Up Period (Years Until Ultimate Yield) | Specify the ramp-up period in order for the project to produce at ultimate yield.
Project Use | 1. Potable Direct 2. Potable Indirect 3. Non-potable | Specify the project use: 1) Potable Direct is product water suitable for direct potable uses; 2) Potable Indirect is product water that requires retention time in a groundwater basin or reservoir before it is extracted for potable uses; and 3) Non-potable is product water for not for potable uses.
| 1. MI - Municipal & Industrial 2. AG - Agricultural 3. SWB - Seawater Barrier 4. GW - Groundwater Recharge | Specify end of product water.
Project Location and System Integration | Address or Coordinates (Latitude and Longitude) | Specify address or coordinates of the project.
| If integrating to MWD's system, specify point of connection | If planned project requires integration with MWD's distribution system, specify the point of connection(s).
Project Finance | Total Capital Cost (2015 Dollars) | Specify the total capital cost in 2015 dollars.
| O&M Costs - $/AF (2015 Dollars) | Specify the cost per acre-foot in 2015 dollars.
Project Barriers/Needs | Specify barriers that needed to be addressed to move the project forward (e.g., water quality, funding, public perception, system integration, permitting) | Specify barriers that needed to be addressed to move the project forward (e.g., water quality, funding, public perception, system integration, permitting).
History | 2012 | Historical production tracked by Metropolitan.
2013
2014
Forecast | 2015 | Provide projected annual production in acre-feet.
2020
2025
2030
2035
2040
Source: H:\Projects\IRP Update 2015\Recycling\Local Project Inventory List (4-9-2013).xlsm

## ProjectList_new
City of Los Angeles
Local Resources Inventory
Metropolitan's 2015 Integrated Water Resources Plan and Regional Urban Water Management Plan
1 | 2 | 3 | 4 | 5 | 6 | 7 | 8 | 9 | 10 | 11 | 12 | 13 | 14 | 15 | 16 | 17 | 18 | 19 | 20 | 21 | 22 | 23 | 24 | 25
ID | Water Type | Project Name | Status | Project Terms |  |  |  |  | Project Use |  | Project Location and System Integration |  | Project Finance |  | Project Barriers/Needs | History |  |  | Forecast
MWD Tracking | 1. GWR - GW Recovery 2. REC - Recycled 3. SWD - Desalination | Project/Sub Project | 1. Existing 2. Under Construction 3. Full Design & Appropriated Funds 4. Planning (EIR/EIS Certified) 5. Feasibility 6. Conceptual | Project receiving MWD funding? Recycled Water: - LRP/Non-LRP GW Recovery: - GRP/Non-GRP Seatwater Desal: - SDP/Non-SDP | Estimated Start of Operation | LRP Contract Expiration Date | Ultimate Yield (AFY) | Project Ramp-Up Period (Years Until Ultimate Yield) | 1. Potable Direct 2. Potable Indirect 3. Non-potable | 1. MI - Municipal & Industrial 2. AG - Agricultural 3. SWB - Seawater Barrier 4. GW - Groundwater Recharge | Address or Coordinates (Latitude and Longitude) | If integrating to MWD's system, specify point of connection | Total Capital Cost (2015 Dollars) | O&M Costs - $/AF (2015 Dollars) | Specify barriers that needed to be addressed to move the project forward (e.g., water quality, funding, public perception, system integration, permitting) | 2012 | 2013 | 2014 | 2015 | 2020 | 2025 | 2030 | 2035 | 2040
k118 | REC | Griffith Park and MCA/Universal/Griffith Park | Existing | Non-LRP | 1979 |  | 900 |  | Non-potable | MI | Crystal Springs DR |  |  |  |  | 884.7107 | 993.1428 | 835.8196 | 900 | 900 | 900 | 900 | 900 | 900
k119 | REC | Griffith Park and MCA/Universal/MCA/Universal | Existing | Non-LRP | 1997 |  | 300 |  | Non-potable | MI | Crystal Springs DR |  |  |  |  | 66.1134 | 132.5275 | 197.7265 | 300 | 300 | 300 | 300 | 300 | 300
k117 | REC | Hansen Area Water Recycling Project, Phase 1 | Existing | LRP | 2008 | 2029 | 2115 |  | Non-potable | MI | [5 empty] | 2191.9 | 464.3 | 1110.0969 | 2115 | 2115 | 2115 | 2115 | 2115 | 2115
k459 | REC | Harbor Industrial Recycled Water Project | Under Construction | LRP | 2015 | 25 years from startup. | 9300 |  | Non-potable | MI | PCH & Avalon Blvd |  | 109877635.5012 | 919.5755 | This LRP will not be used. Approximately 40,000 LF of pipeline has been constructed at a cost of $30Million, but this project will not completed as described in the LRP Agreement.
k115 | REC | Harbor Water Recycling Project | Existing | LRP | 2005 | 2030 | 50 |  | Non-potable | MI
k116 | REC | Harbor Water Recycling Project | Existing | LRP | 2005 | 2025 | 5000 |  | Potable Indirect | SW | [5 empty] | 8.1 | 3695.9795 | 2754.9913 | 5000 | 5000 | 5000 | 5000 | 5000 | 5000
k114 | REC | Sepulveda Basin Water Reclamation Project | Existing | LRP | 2007 | 2023 | 1500 |  | Non-potable | MI | [5 empty] | 1370.6 | 1598.5 | 1552.0327 | 1500 | 1500 | 1500 | 1500 | 1500 | 1500
k69 | REC | Sepulveda Basin Water Reclamation Project/Sepulveda Basin Water Recycling Project Phase IV | Existing | LRP | 2009 | 2029 | 550 |  | Non-potable | MI | [5 empty] | 268.1 | 241.7 | 264.0619 | 550 | 550 | 550 | 550 | 550 | 550
k70 | REC | Taylor Yard Park/Los Angeles Taylor Yard Park Water Recycling Project | Existing | LRP | 2009 | 2025 | 150 |  | Non-potable | MI | [5 empty] | 47.5 | 119.3 | 61.5599 | 150 | 150 | 150 | 150 | 150 | 150
k195 | REC | Van Nuys Area Water Recycling Project | Existing | LRP | 2009 | 2025 | 150 |  | Non-potable | MI | Kester Ave, Sherman Way |  |  |  |  | 42.9 | 46 | 43.9924 | 150 | 150 | 150 | 150 | 150 | 150
k111 | REC | West Basin Water Reclamation Program/Edward C. Little Water Recycling Facility (ELWRF) Treatment Facility, Phase I-IV | Existing | LRP | 1997 | 2020 | 1000 |  | Non-potable | MI | [5 empty] | 865.67 | 945.56 | 860.0667 | 1000 | 1000 | 1000 | 1000 | 1000 | 1000
k113 | REC | Los Angeles Greenbelt Project | Existing | LRP | 1993 | 2008 | 1610 |  | Non-potable | MI | [5 empty] | 1160.5725 | 1162.9913 | 1486.5147 | 1610 | 1610 | 1610 | 1610 | 1610 | 1610
k426 | REC | Griffith Park and MCA/Universal/South Griffith Park Recycled Water Project | Under Construction | LRP | 2015 | 25 years from startup. Not active yet. | 370 |  | Non-potable | MI | Crystal Springs DR |  | 15071641 | [6 empty] | 370 | 370 | 370 | 370 | 370
k101 | REC | Hansen Dam Golf Course Water Recycling Project | Existing | LRP | 2015 | 2039 | 500 |  | Non-potable | MI | 10400 Glenoaks Blvd | [7 empty] | 500 | 500 | 500 | 500 | 500 | 500
k457 | REC | North Atwater Area Water Recycling Project | Under Construction | LRP | 2015 | 25 years from startup. | 50 |  | Non-potable | MI | Los Feliz Blvd & Brunswick Ave |  | 2686726 | [5 empty] | 25 | 50 | 50 | 50 | 50 | 50
k291 | REC | West Basin Water Reclamation Program/Carson Regional Water Recycling Facility (CRWRF) Phase II Expansion Project | Full Design & Appropriated Funds | Non-LRP | 2014 |  | 9200 |  | Non-potable | MI
k98 | REC | Elysian Park Tank & Pumping Station Water Recycling Project | Feasibility | Non-LRP | 2022 |  | 400 |  | Non-potable | MI | 835 Academy Rd |  | 6908032.3754 | [7 empty] | 400 | 400 | 400 | 400
k425 | REC | Garber Street Tank Water Recycling Project | Feasibility | Non-LRP | 2018 |  | 500 |  | Non-potable | MI | [10 empty] | 500 | 500 | 500 | 500
k103 | REC | LA Zoo Water Recycling Project | Feasibility | Non-LRP | 2017 |  | 85 |  | Non-potable | MI
k109 | REC | LA-Glendale Storage & Distribution System Water Recycling Project | Feasibility | Non-LRP | On hold |  | 500 |  | Non-potable | MI
k102 | REC | LAX Cooling Towers | Feasibility | Non-LRP | 2021 |  | 240 |  | Non-potable | MI | 1 World Way | [9 empty] | 240 | 240 | 240 | 240
k434 | REC | Los Angeles Greenbelt Project/Los Angeles Greenbelt Project Extension | Feasibility | Non-LRP | 2018 |  | 250 |  | Non-potable | MI
k100 | REC | Los Angeles Groundwater Replenishment Project | Feasibility | Non-LRP | 2022 |  | 30000 |  | Potable Indirect | GW | 6100 Woodley Ave, Hansen Spreading Grounds | [9 empty] | 30000 | 30000 | 30000 | 30000
k448 | REC | Water Recycling Small Pipeline Extension Projects | Feasibility | Non-LRP | 2015 |  | 1000 |  | Non-potable | MI
k444 | REC | Sepulveda Basin Water Reclamation Project/Sepulveda Basin Water Recycling Project Phase IV Expansion | Advanced Planning (EIR/EIS Certified) | Non-LRP | 2017 |  | 250 |  | Non-potable | MI | Balboa Bl, Victory Bl
k431 | REC | LA Westside Title 22 | Conceptual | Non-LRP | 2030 |  | 5500 |  | Non-potable | MI
k97 | GWR | Tujunga Well Treatment | Advanced Planning (EIR/EIS Certified) | Non-GRP | 2014 |  | 24000 |  | Potable Direct | MI | Tujunga Spreading Grounds
k150 | SWD | Los Angeles Seawater Desalination Project | Conceptual | Non-SDP | ? |  | 28000 |  | Potable Direct | MI
| REC | North Hollywood Water Recycling Project | Full Design & Appropriated Funds | Non-LRP | 2016 |  |  |  | Non-potable | MI | Camarillo St, Magnolia Blvd, Lankershim Blvd
| REC | Downtown Water Recycling Project | Planning | Non-LRP | 2020 |  | 2350 |  | Non-potable | MI | Spring St, San Pedro St, Avalon St, Olympic Blvd | [8 empty] | 2350 | 2350 | 2350 | 2350 | 2350
| REC | Terminal Island Expansion Project | Design | LRP-Applied awaiting agreement | 2018 | 25 years from startup. | 7880 |  | Non-potable | MI & SWB | 445 Ferry St. & Harbor | N/A | 85900000 | 761 | ACTA Jackings |  |  |  |  | 7880 | 7880 | 7880 | 7880 | 7880
| REC | Encino Reservoir Recycled Water Storage Concept | Conceptual | Non-LRP |  |  | 1550 |  | Non-potable | MI | Encino Reservoir |  |  |  | Interagency Partnership |  |  |  |  | 1550 | 1550 | 1550 | 1550 | 1550
| REC | Natural Advanced Treatment Concept | Conceptual | Non-LRP | 2017 |  | 19000 |  | Potable Indirect | GW |  |  |  |  | Public Perception/Permitting |  |  |  |  | 19000
| REC | Harbor Area Water Recycling Expansion and Storage | Conceptual | Non-LRP | 2022 |  | 12220 |  | Non-potable | MI | Avolon Blvd & Sepulveda Blvd |  | 150000000 | 900 | Agency Agreement | [5 empty] | 12220 | 12220 | 12220 | 12220
| REC | San Pedro Waterfront Water Recycling Project | Feasibility | Non-LRP | 2022 |  | 100 |  | Non-potable | MI | E.22ND ST & Miner St |  | 4270000 | 0 | Add System Storage | [5 empty] | 100 | 100 | 100 | 100
| REC | Woodland Hills Water Recycling Project | Feasibility | Non-LRP | 2019 |  | 290 |  | Non-potable | MI | Mulholland Dr, Topanga Cyn, Dumetz Rd
k97 | GWR | Tujunga Well Treatment | Advanced Planning (EIR/EIS Certified) | Non-GRP | 2014 |  | 24000 |  | Potable Direct | MI | Should be removed
k150 | SWD | Los Angeles Seawater Desalination Project | Conceptual | Non-SDP | ? |  | 28000 |  | Potable Direct | MI | On Hold till Further Notice
Note on C18: Tu, Aimee: West Basin's Project - should be removed
Note on C23: Tu, Aimee: West Basin's Project - should be removed

## Step1
City of Los Angeles
Local Resources Inventory
Metropolitan's 2015 Integrated Water Resources Plan and Regional Urban Water Management Plan
1 | 2 | 3 | 4 | 5 | 6 | 7 | 8 | 9 | 10 | 11 | 12 | 13 | 14 | 15 | 16 | 17 | 18 | 19 | 20 | 21 | 22 | 23 | 24 | 25
ID | Water Type | Project Name | Status | Project Terms |  |  |  |  | Project Use |  | Project Location and System Integration |  | Project Finance |  | Project Barriers/Needs | History |  |  | Forecast
MWD Tracking | 1. GWR - GW Recovery 2. REC - Recycled 3. SWD - Desalination | Project/Sub Project | 1. Existing 2. Under Construction 3. Full Design & Appropriated Funds 4. Planning (EIR/EIS Certified) 5. Feasibility 6. Conceptual | Project receiving MWD funding? Recycled Water: - LRP/Non-LRP GW Recovery: - GRP/Non-GRP Seatwater Desal: - SDP/Non-SDP | Estimated Start of Operation | LRP Contract Expiration Date | Ultimate Yield (AFY) | Project Ramp-Up Period (Years Until Ultimate Yield) | 1. Potable Direct 2. Potable Indirect 3. Non-potable | 1. MI - Municipal & Industrial 2. AG - Agricultural 3. SWB - Seawater Barrier 4. GW - Groundwater Recharge | Address or Coordinates (Latitude and Longitude) | If integrating to MWD's system, specify point of connection | Total Capital Cost (2015 Dollars) | O&M Costs - $/AF (2015 Dollars) | Specify barriers that needed to be addressed to move the project forward (e.g., water quality, funding, public perception, system integration, permitting) | 2012 | 2013 | 2014 | 2015 | 2020 | 2025 | 2030 | 2035 | 2040
k100 | REC | Los Angeles Groundwater Replenishment Project | Feasibility | Non-LRP | 2022 |  | 30000 |  | Potable Indirect | GW | 6100 Woodley Ave, Hansen Spreading Grounds | [9 empty] | 30000 | 30000 | 30000 | 30000
k100 | REC | Los Angeles, City of | Tillman Groundwater Replenishment System | Tillman Groundwater Replenishment System | GW | No | 2020 |  | Feasibility | 30000 | [40 empty] | 0 | 0 | 0 | 0 | 0 | 1134 | 1818 | 2502 | 3186 | 3870 | 4554 | 5238 | 5922 | 6606 | 7290 | 7974 | 8658 | 9342 | 10026 | 10710 | 11394 | 12078 | 12762 | 13446 | 14130 | 14814 | 15498 | 16182 | 16866 | 17550 | 18234 | 18918 | 19602 | 20286 | 20970 | 21654
k101 | REC | Hansen Dam Golf Course Water Recycling Project | Existing | LRP | 2015 | 2039 | 500 |  | Non-potable | MI | 10400 Glenoaks Blvd | [7 empty] | 500 | 500 | 500 | 500 | 500 | 500
k101 | REC | Los Angeles, City of | Hansen Dam Golf Course Water Recycling Project | Hansen Dam Golf Course Water Recycling Project | MI | LRP | 2015 | 2040 | Existing | 500 | [40 empty] | 12.1708 | 32.829 | 43.158 | 53.4871 | 63.8162 | 74.1453 | 84.4744 | 94.8035 | 105.1326 | 115.4617 | 125.7907 | 136.1198 | 146.4489 | 156.778 | 167.1071 | 177.4362 | 187.7653 | 198.0943 | 208.4234 | 218.7525 | 229.0816 | 239.4107 | 249.7398 | 260.0689 | 270.3979 | 280.727 | 291.0561 | 301.3852 | 311.7143 | 322.0434 | 332.3725 | 342.7016 | 353.0306 | 363.3597 | 373.6888 | 384.0179
k102 | REC | LAX Cooling Towers | Feasibility | Non-LRP | 2021 |  | 240 |  | Non-potable | MI | 1 World Way | [9 empty] | 240 | 240 | 240 | 240
k102 | REC | Los Angeles, City of | LAX Cooling Towers | LAX Cooling Towers | MI | No | 2017 |  | Feasibility | 240 | [40 empty] | 0 | 0 | 126.912 | 140.603 | 148.6118 | 154.2941 | 158.7016 | 162.3028 | 165.3476 | 167.9851 | 170.3116 | 172.3927 | 174.2752 | 175.9939 | 177.5749 | 179.0387 | 180.4014 | 181.6762 | 182.8736 | 184.0026 | 185.0706 | 186.0837 | 187.0474 | 187.9663 | 188.8443 | 189.6849 | 190.4912 | 191.2659 | 192.0114 | 192.7297 | 193.4228 | 194.0925 | 194.7401 | 195.3672 | 195.975 | 196.5647
k103 | REC | LA Zoo Water Recycling Project | Feasibility | Non-LRP | 2017 |  | 85 |  | Non-potable | MI
k103 | REC | Los Angeles, City of | LA Zoo Water Recycling Project | LA Zoo Water Recycling Project | MI | No | 2017 |  | Feasibility | 85 | [40 empty] | 0 | 0 | 44.948 | 49.7969 | 52.6333 | 54.6458 | 56.2068 | 57.4823 | 58.5606 | 59.4947 | 60.3187 | 61.0557 | 61.7225 | 62.3312 | 62.8911 | 63.4095 | 63.8922 | 64.3436 | 64.7677 | 65.1676 | 65.5458 | 65.9046 | 66.246 | 66.5714 | 66.8823 | 67.1801 | 67.4656 | 67.74 | 68.004 | 68.2584 | 68.5039 | 68.7411 | 68.9705 | 69.1926 | 69.4078 | 69.6167
k114 | REC | Sepulveda Basin Water Reclamation Project | Existing | LRP | 2007 | 2023 | 1500 |  | Non-potable | MI | [5 empty] | 1370.6 | 1598.5 | 1552.0327 | 1500 | 1500 | 1500 | 1500 | 1500 | 1500
k114 | REC | Los Angeles, City of | Sepulveda Basin Water Reclamation Project | Sepulveda Basin Water Reclamation Project | MI | LRP | 2007 | 2015 | Existing | 1500 | [32 empty] | 43 | 194 | 1261 | 1212.5 | 1204.3 | 1370.6 | 1598.5 | 1552.0327 | 1500 | 1500 | 1500 | 1500 | 1500 | 1500 | 1500 | 1500 | 1500 | 1500 | 1500 | 1500 | 1500 | 1500 | 1500 | 1500 | 1500 | 1500 | 1500 | 1500 | 1500 | 1500 | 1500 | 1500 | 1500 | 1500 | 1500 | 1500 | 1500 | 1500 | 1500 | 1500 | 1500 | 1500 | 1500 | 1500
k115 | REC | Harbor Water Recycling Project | Existing | LRP | 2005 | 2030 | 50 |  | Non-potable | MI
k115 | REC | Los Angeles, City of | Harbor Water Recycling Project | Harbor Water Recycling Project | MI | LRP | 2005 | 2030 | Existing | 50 | [40 empty] | 36.3073 | 36.6654 | 36.8444 | 37.0234 | 37.2025 | 37.3815 | 37.5605 | 37.7395 | 37.9186 | 38.0976 | 38.2766 | 38.4556 | 38.6347 | 38.8137 | 38.9927 | 39.1718 | 39.3508 | 39.5298 | 39.7088 | 39.8879 | 40.0669 | 40.2459 | 40.4249 | 40.604 | 40.783 | 40.962 | 41.141 | 41.3201 | 41.4991 | 41.6781 | 41.8571 | 42.0362 | 42.2152 | 42.3942 | 42.5732 | 42.7523
k116 | REC | Harbor Water Recycling Project | Existing | LRP | 2005 | 2025 | 5000 |  | Potable Indirect | SW | [5 empty] | 8.1 | 3695.9795 | 2754.9913 | 5000 | 5000 | 5000 | 5000 | 5000 | 5000
k116 | REC | Los Angeles, City of | Harbor Water Recycling Project | Harbor Water Recycling Project | SW | LRP | 2005 | 2025 | Existing | 2000 | [30 empty] | 1 | 1699 | 1570 | 1716 | 2687.2 | 1229.8 | 2756.4 | 8.1 | 3695.9795 | 2754.9913 | 2000 | 2000 | 2000 | 2000 | 2000 | 2000 | 2000 | 2000 | 2000 | 2000 | 2000 | 2000 | 2000 | 2000 | 2000 | 2000 | 2000 | 2000 | 2000 | 2000 | 2000 | 2000 | 2000 | 2000 | 2000 | 2000 | 2000 | 2000 | 2000 | 2000 | 2000 | 2000 | 2000 | 2000 | 2000 | 2000
k117 | REC | Hansen Area Water Recycling Project, Phase 1 | Existing | LRP | 2008 | 2029 | 2115 |  | Non-potable | MI | [5 empty] | 2191.9 | 464.3 | 1110.0969 | 2115 | 2115 | 2115 | 2115 | 2115 | 2115
k117 | REC | Los Angeles, City of | Hansen Area Water Recycling Project, Phase 1 | Hansen Area Water Recycling Project, Phase 1 | MI | LRP | 2008 | 2029 | Existing | 2115 | [33 empty] | 920 | 1468.4 | 1217.5 | 769.6 | 2191.9 | 464.3 | 1110.0969 | 1170.0336 | 1101.7485 | 1144.391 | 1187.0334 | 1229.6758 | 1272.3182 | 1314.9607 | 1357.6031 | 1400.2455 | 1442.888 | 1485.5304 | 1528.1728 | 1570.8152 | 1613.4577 | 1656.1001 | 1698.7425 | 1741.385 | 1784.0274 | 1826.6698 | 1869.3123 | 1911.9547 | 1954.5971 | 1997.2395 | 2039.882 | 2082.5244 | 2115 | 2115 | 2115 | 2115 | 2115 | 2115 | 2115 | 2115 | 2115 | 2115 | 2115
k118 | REC | Griffith Park and MCA/Universal/Griffith Park | Existing | Non-LRP | 1979 |  | 900 |  | Non-potable | MI | Crystal Springs DR |  |  |  |  | 884.7107 | 993.1428 | 835.8196 | 900 | 900 | 900 | 900 | 900 | 900
k118 | REC | Los Angeles, City of | Griffith Park and MCA/Universal | Griffith Park | MI | No | 1979 |  | Existing | 900 | [22 empty] | 781 | 492.33 | 640.46 | 848.95 | 608.79 | 677.43 | 565.11 | 564.81 | 757.57 | 716.41 | 708.1 | 564 | 439.5 | 820.2 | 790.0987 | 884.7107 | 993.1428 | 835.8196 | 854.5534 | 873.2873 | 892.0212 | 900 | 900 | 900 | 900 | 900 | 900 | 900 | 900 | 900 | 900 | 900 | 900 | 900 | 900 | 900 | 900 | 900 | 900 | 900 | 900 | 900 | 900 | 900 | 900 | 900 | 900 | 900 | 900 | 900 | 900 | 900 | 900 | 900
k119 | REC | Griffith Park and MCA/Universal/MCA/Universal | Existing | Non-LRP | 1997 |  | 300 |  | Non-potable | MI | Crystal Springs DR |  |  |  |  | 66.1134 | 132.5275 | 197.7265 | 300 | 300 | 300 | 300 | 300 | 300
k119 | REC | Los Angeles, City of | Griffith Park and MCA/Universal | MCA/Universal | MI | No | 1997 |  | Existing | 300 | [22 empty] | 222 | 179.43 | 197.4 | 162.95 | 121.31 | 147.57 | 112.31 | 97.14 | 54.54 | 127.12 | 134.3 | 156.4279 | 105.5 | 116.2 | 156.9146 | 66.1134 | 132.5275 | 197.7265 | 204.6781 | 211.6297 | 218.5813 | 225.5329 | 232.4845 | 239.4361 | 246.3877 | 253.3393 | 260.2909 | 267.2425 | 274.1941 | 281.1456 | 288.0972 | 295.0488 | 300 | 300 | 300 | 300 | 300 | 300 | 300 | 300 | 300 | 300 | 300 | 300 | 300 | 300 | 300 | 300 | 300 | 300 | 300 | 300 | 300 | 300
k195 | REC | Van Nuys Area Water Recycling Project | Existing | LRP | 2009 | 2025 | 150 |  | Non-potable | MI | Kester Ave, Sherman Way |  |  |  |  | 42.9 | 46 | 43.9924 | 150 | 150 | 150 | 150 | 150 | 150
k195 | REC | Los Angeles, City of | Van Nuys Area Water Recycling Project | Van Nuys Area Water Recycling Project | MI | LRP | 2010 | 2035 | Existing | 150 | [35 empty] | 0 | 40.2 | 42.9 | 46 | 43.9924 | 50 | 50 | 53.1857 | 56.3714 | 59.5571 | 62.7429 | 65.9286 | 69.1143 | 72.3 | 75.4857 | 78.6714 | 81.8571 | 85.0429 | 88.2286 | 91.4143 | 94.6 | 97.7857 | 100.9714 | 104.1571 | 107.3429 | 110.5286 | 113.7143 | 116.9 | 120.0857 | 123.2714 | 126.4571 | 129.6429 | 132.8286 | 136.0143 | 139.2 | 142.3857 | 145.5714 | 148.7571 | 150 | 150 | 150
k425 | REC | Garber Street Tank Water Recycling Project | Feasibility | Non-LRP | 2018 |  | 500 |  | Non-potable | MI | [10 empty] | 500 | 500 | 500 | 500
k425 | REC | Los Angeles, City of | Garber Street Tank Water Recycling Project | Garber Street Tank Water Recycling Project | MI | No | 2018 |  | Feasibility | 500 | [40 empty] | 0 | 0 | 0 | 264.4 | 292.923 | 309.6079 | 321.446 | 330.6284 | 338.1309 | 344.4742 | 349.969 | 354.8158 | 359.1514 | 363.0734 | 366.6539 | 369.9477 | 372.9972 | 375.8363 | 378.492 | 380.9867 | 383.3388 | 385.5637 | 387.6744 | 389.6821 | 391.5964 | 393.4256 | 395.1769 | 396.8567 | 398.4707 | 400.0237 | 401.5202 | 402.9642 | 404.3593 | 405.7086 | 407.015 | 408.2813
k426 | REC | Griffith Park and MCA/Universal/South Griffith Park Recycled Water Project | Under Construction | LRP | 2015 | 25 years from startup. Not active yet. | 370 |  | Non-potable | MI | Crystal Springs DR |  | 15071641 | [6 empty] | 370 | 370 | 370 | 370 | 370
k426 | REC | Los Angeles, City of | Griffith Park and MCA/Universal | South Griffith Park Recycled Water Project | MI | LRP | 2015 | 2040 | Under Construction | 450 | [42 empty] | 278.6471 | 289.3014 | 297.5655 | 304.3178 | 310.0268 | 314.9721 | 319.3342 | 323.2362 | 326.7661 | 329.9885 | 332.9529 | 335.6975 | 338.2526 | 340.6428 | 342.8881 | 345.0049 | 347.0073 | 348.9069 | 350.7139 | 352.4368 | 354.083 | 355.6592 | 357.1711 | 358.6236 | 360.0213 | 361.3682 | 362.6678 | 363.9233 | 365.1377 | 366.3135 | 367.4532 | 368.5588 | 369.6323 | 370.6756
k431 | REC | LA Westside Title 22 | Conceptual | Non-LRP | 2030 |  | 5500 |  | Non-potable | MI
k431 | REC | Los Angeles, City of | LA Westside Title 22 | LA Westside Title 22 | MI | No | 2030 |  | Conceptual | 5500 | [40 empty] | 0 | 0 | 0 | 0 | 0 | 0 | 0 | 0 | 0 | 0 | 0 | 0 | 0 | 0 | 0 | 207.9 | 333.3 | 458.7 | 584.1 | 709.5 | 834.9 | 960.3 | 1085.7 | 1211.1 | 1336.5 | 1461.9 | 1587.3 | 1712.7 | 1838.1 | 1963.5 | 2088.9 | 2214.3 | 2339.7 | 2465.1 | 2590.5 | 2715.9
k434 | REC | Los Angeles Greenbelt Project/Los Angeles Greenbelt Project Extension | Feasibility | Non-LRP | 2018 |  | 250 |  | Non-potable | MI
k434 | REC | Los Angeles, City of | Los Angeles Greenbelt Project | Los Angeles Greenbelt Project Extension | MI | No | 2018 |  | Feasibility | 250 | [40 empty] | 0 | 0 | 0 | 132.2 | 146.4615 | 154.8039 | 160.723 | 165.3142 | 169.0655 | 172.2371 | 174.9845 | 177.4079 | 179.5757 | 181.5367 | 183.327 | 184.9738 | 186.4986 | 187.9181 | 189.246 | 190.4934 | 191.6694 | 192.7818 | 193.8372 | 194.841 | 195.7982 | 196.7128 | 197.5885 | 198.4284 | 199.2353 | 200.0118 | 200.7601 | 201.4821 | 202.1796 | 202.8543 | 203.5075 | 204.1406
k444 | REC | Sepulveda Basin Water Reclamation Project/Sepulveda Basin Water Recycling Project Phase IV Expansion | Advanced Planning (EIR/EIS Certified) | Non-LRP | 2017 |  | 250 |  | Non-potable | MI | Balboa Bl, Victory Bl
k444 | REC | Los Angeles, City of | Sepulveda Basin Water Reclamation Project | Sepulveda Basin Water Recycling Project Phase IV Expansion | MI | No | 2017 |  | Advanced Planning (EIR/EIS Certified) | 250 | [40 empty] | 0 | 0 | 132.2 | 146.4615 | 154.8039 | 160.723 | 165.3142 | 169.0655 | 172.2371 | 174.9845 | 177.4079 | 179.5757 | 181.5367 | 183.327 | 184.9738 | 186.4986 | 187.9181 | 189.246 | 190.4934 | 191.6694 | 192.7818 | 193.8372 | 194.841 | 195.7982 | 196.7128 | 197.5885 | 198.4284 | 199.2353 | 200.0118 | 200.7601 | 201.4821 | 202.1796 | 202.8543 | 203.5075 | 204.1406 | 204.7549
k448 | REC | Water Recycling Small Pipeline Extension Projects | Feasibility | Non-LRP | 2015 |  | 1000 |  | Non-potable | MI
k448 | REC | Los Angeles, City of | Water Recycling Small Pipeline Extension Projects | Water Recycling Small Pipeline Extension Projects | MI | No | 2015 |  | Feasibility | 1000 | [40 empty] | 528.8 | 585.846 | 619.2158 | 642.892 | 661.2567 | 676.2618 | 688.9484 | 699.938 | 709.6316 | 718.3028 | 726.1468 | 733.3078 | 739.8953 | 745.9944 | 751.6725 | 756.9841 | 761.9735 | 766.6776 | 771.1273 | 775.3488 | 779.3642 | 783.1928 | 786.8512 | 790.3538 | 793.7135 | 796.9413 | 800.0474 | 803.0404 | 805.9284 | 808.7185 | 811.4171 | 814.0301 | 816.5626 | 819.0195 | 821.4051 | 823.7236
k457 | REC | North Atwater Area Water Recycling Project | Under Construction | LRP | 2015 | 25 years from startup. | 50 |  | Non-potable | MI | Los Feliz Blvd & Brunswick Ave |  | 2686726 | [5 empty] | 25 | 50 | 50 | 50 | 50 | 50
k457 | REC | Los Angeles, City of | North Atwater, Chevy Chase Park, Los Feliz Water Recycling Project | North Atwater, Chevy Chase Park, Los Feliz Water Recycling Project | MI | LRP | 2015 | 2040 | Under Construction | 50 | [42 empty] | 30.9608 | 32.1446 | 33.0628 | 33.8131 | 34.4474 | 34.9969 | 35.4816 | 35.9151 | 36.3073 | 36.6654 | 36.9948 | 37.2997 | 37.5836 | 37.8492 | 38.0987 | 38.3339 | 38.5564 | 38.7674 | 38.9682 | 39.1596 | 39.3426 | 39.5177 | 39.6857 | 39.8471 | 40.0024 | 40.152 | 40.2964 | 40.4359 | 40.5709 | 40.7015 | 40.8281 | 40.951 | 41.0703 | 41.1862
k459 | REC | Harbor Industrial Recycled Water Project | Under Construction | LRP | 2015 | 25 years from startup. | 9300 |  | Non-potable | MI | PCH & Avalon Blvd |  | 109877635.5012 | 919.5755 | This LRP will not be used. Approximately 40,000 LF of pipeline has been constructed at a cost of $30Million, but this project will not completed as described in the LRP Agreement.
k459 | REC | Los Angeles, City of | Harbor Water Recycling Project | Harbor Industrial Recycled Water Project | MI | LRP | 2015 | 2040 | Under Construction | 9300 | [42 empty] | 775.62 | 987.66 | 1199.7 | 1411.74 | 1623.78 | 1835.82 | 2047.86 | 2259.9 | 2471.94 | 2683.98 | 2896.02 | 3108.06 | 3320.1 | 3532.14 | 3744.18 | 3956.22 | 4168.26 | 4380.3 | 4592.34 | 4804.38 | 5016.42 | 5228.46 | 5440.5 | 5652.54 | 5864.58 | 6076.62 | 6288.66 | 6500.7 | 6712.74 | 6924.78 | 7136.82 | 7348.86 | 7560.9 | 7772.94
k69 | REC | Sepulveda Basin Water Reclamation Project/Sepulveda Basin Water Recycling Project Phase IV | Existing | LRP | 2009 | 2029 | 550 |  | Non-potable | MI | [5 empty] | 268.1 | 241.7 | 264.0619 | 550 | 550 | 550 | 550 | 550 | 550
k69 | REC | Los Angeles, City of | Sepulveda Basin Water Reclamation Project | Sepulveda Basin Water Recycling Project Phase IV | MI | LRP | 2009 | 2029 | Existing | 550 | [35 empty] | 16.2466 | 198.2346 | 268.1 | 241.7 | 264.0619 | 142.721 | 156.0111 | 163.2994 | 170.5877 | 177.8761 | 185.1644 | 192.4527 | 199.741 | 207.0293 | 214.3176 | 221.606 | 228.8943 | 236.1826 | 243.4709 | 250.7592 | 258.0476 | 265.3359 | 272.6242 | 279.9125 | 287.2008 | 294.4891 | 301.7775 | 309.0658 | 316.3541 | 323.6424 | 330.9307 | 338.2191 | 345.5074 | 352.7957 | 360.084 | 367.3723 | 374.6606 | 381.949 | 389.2373 | 396.5256 | 403.8139
k70 | REC | Taylor Yard Park/Los Angeles Taylor Yard Park Water Recycling Project | Existing | LRP | 2009 | 2025 | 150 |  | Non-potable | MI | [5 empty] | 47.5 | 119.3 | 61.5599 | 150 | 150 | 150 | 150 | 150 | 150
k70 | REC | Los Angeles, City of | Taylor Yard Park | Los Angeles Taylor Yard Park Water Recycling Project | MI | LRP | 2009 | 2034 | Existing | 150 | [34 empty] | 26 | 61.5 | 39.1 | 47.5 | 119.3 | 61.5599 | 128 | 128 | 139.3083 | 150 | 150 | 150 | 150 | 150 | 150 | 150 | 150 | 150 | 150 | 150 | 150 | 150 | 150 | 150 | 150 | 150 | 150 | 150 | 150 | 150 | 150 | 150 | 150 | 150 | 150 | 150 | 150 | 150 | 150 | 150 | 150 | 150
k98 | REC | Elysian Park Tank & Pumping Station Water Recycling Project | Feasibility | Non-LRP | 2022 |  | 400 |  | Non-potable | MI | 835 Academy Rd |  | 6908032.3754 | [7 empty] | 400 | 400 | 400 | 400
k98 | REC | Los Angeles, City of | Elysian Park Tank & Pumping Station Water Recycling Project | Elysian Park Tank & Pumping Station Water Recycling Project | MI | No | 2022 |  | Feasibility | 400 | [40 empty] | 0 | 0 | 0 | 0 | 0 | 0 | 0 | 211.52 | 234.3384 | 247.6863 | 257.1568 | 264.5027 | 270.5047 | 275.5794 | 279.9752 | 283.8526 | 287.3211 | 290.4587 | 293.3231 | 295.9581 | 298.3978 | 300.669 | 302.7936 | 304.7894 | 306.671 | 308.4509 | 310.1395 | 311.7457 | 313.2771 | 314.7405 | 316.1415 | 317.4854 | 318.7765 | 320.0189 | 321.2162 | 322.3714
New LADWP1 | REC | North Hollywood Water Recycling Project | Full Design & Appropriated Funds | Non-LRP | 2016 |  |  |  | Non-potable | MI | Camarillo St, Magnolia Blvd, Lankershim Blvd
New LADWP2 | REC | Downtown Water Recycling Project | Planning | Non-LRP | 2020 |  | 2350 |  | Non-potable | MI | Spring St, San Pedro St, Avalon St, Olympic Blvd | [8 empty] | 2350 | 2350 | 2350 | 2350 | 2350
New LADWP3 | REC | Terminal Island Expansion Project | Design | LRP-Applied awaiting agreement | 2018 | 25 years from startup. | 7880 |  | Non-potable | MI & SWB | 445 Ferry St. & Harbor | N/A | 85900000 | 761 | ACTA Jackings |  |  |  |  | 7880 | 7880 | 7880 | 7880 | 7880
New LADWP4 | REC | Encino Reservoir Recycled Water Storage Concept | Conceptual | Non-LRP | 2025 |  | 1550 |  | Non-potable | MI | Encino Reservoir |  |  |  | Interagency Partnership |  |  |  |  | 1550 | 1550 | 1550 | 1550 | 1550
New LADWP5 | REC | Natural Advanced Treatment Concept | Conceptual | Non-LRP | 2017 |  | 19000 |  | Potable Indirect | GW |  |  |  |  | Public Perception/Permitting |  |  |  |  | 19000
New LADWP6 | REC | Harbor Area Water Recycling Expansion and Storage | Conceptual | Non-LRP | 2022 |  | 12220 |  | Non-potable | MI | Avolon Blvd & Sepulveda Blvd |  | 150000000 | 900 | Agency Agreement | [5 empty] | 12220 | 12220 | 12220 | 12220
New LADWP7 | REC | San Pedro Waterfront Water Recycling Project | Feasibility | Non-LRP | 2022 |  | 100 |  | Non-potable | MI | E.22ND ST & Miner St |  | 4270000 | 0 | Add System Storage | [5 empty] | 100 | 100 | 100 | 100
New LADWP8 | REC | Woodland Hills Water Recycling Project | Feasibility | Non-LRP | 2019 |  | 290 |  | Non-potable | MI | Mulholland Dr, Topanga Cyn, Dumetz Rd
k430 | REC | Los Angeles, City of | Los Angeles Greenbelt Project | Los Angeles Greenbelt Project | MI | LRPx | 2008 |  | Existing | 1610 | [33 empty] | 890.3219 | 925.6726 | 1000.7809 | 972.826 | 1160.5725 | 1162.9913 | 1486.5147 | 1566.0729 | 1610 | 1610 | 1610 | 1610 | 1610 | 1610 | 1610 | 1610 | 1610 | 1610 | 1610 | 1610 | 1610 | 1610 | 1610 | 1610 | 1610 | 1610 | 1610 | 1610 | 1610 | 1610 | 1610 | 1610 | 1610 | 1610 | 1610 | 1610 | 1610 | 1610 | 1610 | 1610 | 1610 | 1610 | 1610
k97 | GWR | Tujunga Well Treatment | Advanced Planning (EIR/EIS Certified) | Non-GRP | 2014 |  | 24000 |  | Potable Direct | MI | Tujunga Spreading Grounds
k113 | REC | Los Angeles Greenbelt Project | Existing | LRP | 1993 | 2008 | 1610 |  | Non-potable | MI | [5 empty] | 1160.5725 | 1162.9913 | 1486.5147 | 1610 | 1610 | 1610 | 1610 | 1610 | 1610
On hold
k109 | REC | LA-Glendale Storage & Distribution System Water Recycling Project | Feasibility | Non-LRP | On hold |  | 500 |  | Non-potable | MI
k150 | SWD | Los Angeles Seawater Desalination Project | Conceptual | Non-SDP | ? |  | 28000 |  | Potable Direct | MI
k150 | SWD | Los Angeles Seawater Desalination Project | Conceptual | Non-SDP | ? |  | 28000 |  | Potable Direct | MI | On Hold till Further Notice
To be deleted
k111 | REC | West Basin Water Reclamation Program/Edward C. Little Water Recycling Facility (ELWRF) Treatment Facility, Phase I-IV | Existing | LRP | 1997 | 2020 | 1000 |  | Non-potable | MI | [5 empty] | 865.67 | 945.56 | 860.0667 | 1000 | 1000 | 1000 | 1000 | 1000 | 1000
k111 | REC | Los Angeles, City of | West Basin Water Reclamation Program | Edward C. Little Water Recycling Facility (ELWRF) Treatment Facility, Phase I-IV | MI | LRP | 1997 | 2020 | Existing | 1000 | [22 empty] | 34.91 | 130.4 | 187.91 | 373.26 | 339.65 | 347.49 | 343.79 | 343.69 | 253.17 | 288.12 | 324.61 | 376.49 | 558.74 | 719.45 | 768.97 | 865.67 | 945.56 | 860.0667 | 1000 | 1000 | 1000 | 1000 | 1000 | 1000 | 1000 | 1000 | 1000 | 1000 | 1000 | 1000 | 1000 | 1000 | 1000 | 1000 | 1000 | 1000 | 1000 | 1000 | 1000 | 1000 | 1000 | 1000 | 1000 | 1000 | 1000 | 1000 | 1000 | 1000 | 1000 | 1000 | 1000 | 1000 | 1000 | 1000
k97 | GWR | Tujunga Well Treatment | Advanced Planning (EIR/EIS Certified) | Non-GRP | 2014 |  | 24000 |  | Potable Direct | MI | Should be removed
k291 | REC | West Basin Water Reclamation Program/Carson Regional Water Recycling Facility (CRWRF) Phase II Expansion Project | Full Design & Appropriated Funds | Non-LRP | 2014 |  | 9200 |  | Non-potable | MI
k291 | REC | Los Angeles, City of | West Basin Water Reclamation Program | Carson Regional Water Recycling Facility (CRWRF) Phase II Expansion Project | MI | No | 2014 |  | Full Design & Appropriated Funds | 9200 | [40 empty] | 557.52 | 767.28 | 977.04 | 1186.8 | 1396.56 | 1606.32 | 1816.08 | 2025.84 | 2235.6 | 2445.36 | 2655.12 | 2864.88 | 3074.64 | 3284.4 | 3494.16 | 3703.92 | 3913.68 | 4123.44 | 4333.2 | 4542.96 | 4752.72 | 4962.48 | 5172.24 | 5382 | 5591.76 | 5801.52 | 6011.28 | 6221.04 | 6430.8 | 6640.56 | 6850.32 | 7060.08 | 7269.84 | 7479.6 | 7689.36 | 7899.12
k323 | REC | Los Angeles, City of | Griffith Park and MCA/Universal | Griffith Park and MCA/Universal | MI | No | 1985 |  | Not Existing | 1460 | [10 empty] | 713 | 897 | 1142 | 1222.6 | 1361.4 | 1051.2 | 1328 | 2236 | 1111 | 1265.1 | 1205.8 | 865.6
k455 | REC | Los Angeles, City of | Griffith Park and MCA/Universal | South Griffith Park Recycled Water Project | MI | LRPx | 2040 |  | Not Existing | 450
k361 | REC | Los Angeles, City of | Hansen Area Water Recycling Project, Phase 1 | Hansen Area Water Recycling Project, Phase 1 | MI | LRPx | 2033 |  | Not Existing | 2115
k456 | REC | Los Angeles, City of | Hansen Dam Golf Course Water Recycling Project | Hansen Dam Golf Course Water Recycling Project | MI | LRPx | 2040 |  | Not Existing | 500
k362 | REC | Los Angeles, City of | Harbor Water Recycling Project | Harbor Water Recycling Project | SW | LRPx | 2025 |  | Not Existing | 5000
k363 | REC | Los Angeles, City of | Harbor Water Recycling Project | Harbor Water Recycling Project | MI | LRPx | 2030 | 2030 | Not Existing | 50
k460 | REC | Los Angeles, City of | Harbor Water Recycling Project | Harbor Industrial Recycled Water Project | MI | LRPx | 2040 |  | Not Existing | 9300
k113 | REC | Los Angeles, City of | Los Angeles Greenbelt Project | Los Angeles Greenbelt Project | MI | LRP | 1993 | 2008 | Not Existing | 1610 | [18 empty] | 547.3 | 624.4 | 741.6 | 833 | 869 | 654.47 | 619 | 719 | 654 | 770 | 772 | 908 | 359 | 753 | 857 | 37.9715
k458 | REC | Los Angeles, City of | North Atwater, Chevy Chase Park, Los Feliz Water Recycling Project | North Atwater, Chevy Chase Park, Los Feliz Water Recycling Project | MI | LRPx | 2040 |  | Not Existing | 50
k393 | REC | Los Angeles, City of | Sepulveda Basin Water Reclamation Project | Sepulveda Basin Water Reclamation Project | MI | LRPx | 2015 |  | Not Existing | 1500
k394 | REC | Los Angeles, City of | Sepulveda Basin Water Reclamation Project | Sepulveda Basin Water Recycling Project Phase IV | MI | LRPx | 2029 |  | Not Existing | 550
k401 | REC | Los Angeles, City of | Taylor Yard Park | Los Angeles Taylor Yard Park Water Recycling Project | MI | LRPx | 2034 |  | Not Existing | 150
k405 | REC | Los Angeles, City of | Van Nuys Area Water Recycling Project | Van Nuys Area Water Recycling Project | MI | LRPx | 2035 |  | Not Existing | 150
k469 | REC | Los Angeles, City of | West Basin Water Reclamation Program | Edward C. Little Water Recycling Facility (ELWRF) Treatment Facility, Phase I-IV | MI | LRPx | 2020 |  | Not Existing | 1000
Note on K21: Ti,Mike N: 9/3/2015 Formerly 5,000 TAF adjusted to 2,000 TAF to match barrier demand (LADWP's portion)
Note on H43: Ti,Mike N: 6/19/2015 Need updated online date that corresponds with the status
Note on F59: Ti,Mike N: 9/9/2015 Missing date - I entered 2025
Note on C77: Tu, Aimee: West Basin's Project - should be removed
Note on C80: Tu, Aimee: West Basin's Project - should be removed
Note on H81: Ti,Mike N: 6/19/2015 Need updated online date that corresponds with the status

## Step2
City of Los Angeles
Local Resources Inventory
Metropolitan's 2015 Integrated Water Resources Plan and Regional Urban Water Management Plan
1 | 2 | 3 | 4 | 5 | 6 | 7 | 8 | 9 | 10 | 11 | 12 | 13 | 14 | 15 | 16 | 17 | 18 | 19 | 20 | 21 | 22 | 23 | 24 | 25
ID | Water Type | Project Name | Status | Project Terms |  |  |  |  | Project Use |  | Project Location and System Integration |  | Project Finance |  | Project Barriers/Needs | History |  |  | Forecast
MWD Tracking | 1. GWR - GW Recovery 2. REC - Recycled 3. SWD - Desalination | Project/Sub Project | 1. Existing 2. Under Construction 3. Full Design & Appropriated Funds 4. Planning (EIR/EIS Certified) 5. Feasibility 6. Conceptual | Project receiving MWD funding? Recycled Water: - LRP/Non-LRP GW Recovery: - GRP/Non-GRP Seatwater Desal: - SDP/Non-SDP | Estimated Start of Operation | LRP Contract Expiration Date | Ultimate Yield (AFY) | Project Ramp-Up Period (Years Until Ultimate Yield) | 1. Potable Direct 2. Potable Indirect 3. Non-potable | 1. MI - Municipal & Industrial 2. AG - Agricultural 3. SWB - Seawater Barrier 4. GW - Groundwater Recharge | Address or Coordinates (Latitude and Longitude) | If integrating to MWD's system, specify point of connection | Total Capital Cost (2015 Dollars) | O&M Costs - $/AF (2015 Dollars) | Specify barriers that needed to be addressed to move the project forward (e.g., water quality, funding, public perception, system integration, permitting) | 2012 | 2013 | 2014 | 2015 | 2020 | 2025 | 2030 | 2035 | 2040
[11 empty] | Status | LRP | Start Yr | Yield
k100 | REC | Los Angeles Groundwater Replenishment Project | Feasibility | Non-LRP | 2022 |  | 30000 |  | Potable Indirect | GW | 6100 Woodley Ave, Hansen Spreading Grounds | [9 empty] | 30000 | 30000 | 30000 | 30000
k100 | REC | Los Angeles, City of | Tillman Groundwater Replenishment System | Tillman Groundwater Replenishment System | GW | No | 2022 |  | Feasibility | 30000 | TRUE | FALSE | TRUE | TRUE | [36 empty] | 0 | 0 | 0 | 0 | 0 | 1134 | 1818 | 2502 | 3186 | 3870 | 4554 | 5238 | 5922 | 6606 | 7290 | 7974 | 8658 | 9342 | 10026 | 10710 | 11394 | 12078 | 12762 | 13446 | 14130 | 14814 | 15498 | 16182 | 16866 | 17550 | 18234 | 18918 | 19602 | 20286 | 20970 | 21654
k101 | REC | Hansen Dam Golf Course Water Recycling Project | Existing | LRP | 2015 | 2039 | 500 |  | Non-potable | MI | 10400 Glenoaks Blvd | [7 empty] | 500 | 500 | 500 | 500 | 500 | 500
k101 | REC | Los Angeles, City of | Hansen Dam Golf Course Water Recycling Project | Hansen Dam Golf Course Water Recycling Project | MI | LRP | 2015 | 2040 | Existing | 500 | TRUE | TRUE | TRUE | TRUE | [36 empty] | 12.1708 | 32.829 | 43.158 | 53.4871 | 63.8162 | 74.1453 | 84.4744 | 94.8035 | 105.1326 | 115.4617 | 125.7907 | 136.1198 | 146.4489 | 156.778 | 167.1071 | 177.4362 | 187.7653 | 198.0943 | 208.4234 | 218.7525 | 229.0816 | 239.4107 | 249.7398 | 260.0689 | 270.3979 | 280.727 | 291.0561 | 301.3852 | 311.7143 | 322.0434 | 332.3725 | 342.7016 | 353.0306 | 363.3597 | 373.6888 | 384.0179
k102 | REC | LAX Cooling Towers | Feasibility | Non-LRP | 2021 |  | 240 |  | Non-potable | MI | 1 World Way | [9 empty] | 240 | 240 | 240 | 240
k102 | REC | Los Angeles, City of | LAX Cooling Towers | LAX Cooling Towers | MI | No | 2021 |  | Feasibility | 240 | TRUE | FALSE | TRUE | TRUE | [36 empty] | 0 | 0 | 126.912 | 140.603 | 148.6118 | 154.2941 | 158.7016 | 162.3028 | 165.3476 | 167.9851 | 170.3116 | 172.3927 | 174.2752 | 175.9939 | 177.5749 | 179.0387 | 180.4014 | 181.6762 | 182.8736 | 184.0026 | 185.0706 | 186.0837 | 187.0474 | 187.9663 | 188.8443 | 189.6849 | 190.4912 | 191.2659 | 192.0114 | 192.7297 | 193.4228 | 194.0925 | 194.7401 | 195.3672 | 195.975 | 196.5647
k103 | REC | LA Zoo Water Recycling Project | Feasibility | Non-LRP | 2017 |  | 85 |  | Non-potable | MI
k103 | REC | Los Angeles, City of | LA Zoo Water Recycling Project | LA Zoo Water Recycling Project | MI | No | 2017 |  | Feasibility | 85 | TRUE | FALSE | TRUE | TRUE | [36 empty] | 0 | 0 | 44.948 | 49.7969 | 52.6333 | 54.6458 | 56.2068 | 57.4823 | 58.5606 | 59.4947 | 60.3187 | 61.0557 | 61.7225 | 62.3312 | 62.8911 | 63.4095 | 63.8922 | 64.3436 | 64.7677 | 65.1676 | 65.5458 | 65.9046 | 66.246 | 66.5714 | 66.8823 | 67.1801 | 67.4656 | 67.74 | 68.004 | 68.2584 | 68.5039 | 68.7411 | 68.9705 | 69.1926 | 69.4078 | 69.6167
k114 | REC | Sepulveda Basin Water Reclamation Project | Existing | LRP | 2007 | 2023 | 1500 |  | Non-potable | MI | [5 empty] | 1370.6 | 1598.5 | 1552.0327 | 1500 | 1500 | 1500 | 1500 | 1500 | 1500
k114 | REC | Los Angeles, City of | Sepulveda Basin Water Reclamation Project | Sepulveda Basin Water Reclamation Project | MI | LRP | 2007 | 2015 | Existing | 1500 | TRUE | TRUE | TRUE | TRUE | [28 empty] | 43 | 194 | 1261 | 1212.5 | 1204.3 | 1370.6 | 1598.5 | 1552.0327 | 1500 | 1500 | 1500 | 1500 | 1500 | 1500 | 1500 | 1500 | 1500 | 1500 | 1500 | 1500 | 1500 | 1500 | 1500 | 1500 | 1500 | 1500 | 1500 | 1500 | 1500 | 1500 | 1500 | 1500 | 1500 | 1500 | 1500 | 1500 | 1500 | 1500 | 1500 | 1500 | 1500 | 1500 | 1500 | 1500
k115 | REC | Harbor Water Recycling Project | Existing | LRP | 2005 | 2030 | 50 |  | Non-potable | MI
k115 | REC | Los Angeles, City of | Harbor Water Recycling Project | Harbor Water Recycling Project | MI | LRP | 2005 | 2030 | Existing | 50 | TRUE | TRUE | TRUE | TRUE | [36 empty] | 36.3073 | 36.6654 | 36.8444 | 37.0234 | 37.2025 | 37.3815 | 37.5605 | 37.7395 | 37.9186 | 38.0976 | 38.2766 | 38.4556 | 38.6347 | 38.8137 | 38.9927 | 39.1718 | 39.3508 | 39.5298 | 39.7088 | 39.8879 | 40.0669 | 40.2459 | 40.4249 | 40.604 | 40.783 | 40.962 | 41.141 | 41.3201 | 41.4991 | 41.6781 | 41.8571 | 42.0362 | 42.2152 | 42.3942 | 42.5732 | 42.7523
k116 | REC | Harbor Water Recycling Project | Existing | LRP | 2005 | 2025 | 5000 |  | Potable Indirect | SW | [5 empty] | 8.1 | 3695.9795 | 2754.9913 | 5000 | 5000 | 5000 | 5000 | 5000 | 5000
k116 | REC | Los Angeles, City of | Harbor Water Recycling Project | Harbor Water Recycling Project | SW | LRP | 2005 | 2025 | Existing | 2000 | TRUE | TRUE | TRUE | FALSE | [26 empty] | 1 | 1699 | 1570 | 1716 | 2687.2 | 1229.8 | 2756.4 | 8.1 | 3695.9795 | 2754.9913 | 2000 | 2000 | 2000 | 2000 | 2000 | 2000 | 2000 | 2000 | 2000 | 2000 | 2000 | 2000 | 2000 | 2000 | 2000 | 2000 | 2000 | 2000 | 2000 | 2000 | 2000 | 2000 | 2000 | 2000 | 2000 | 2000 | 2000 | 2000 | 2000 | 2000 | 2000 | 2000 | 2000 | 2000 | 2000 | 2000
k117 | REC | Hansen Area Water Recycling Project, Phase 1 | Existing | LRP | 2008 | 2029 | 2115 |  | Non-potable | MI | [5 empty] | 2191.9 | 464.3 | 1110.0969 | 2115 | 2115 | 2115 | 2115 | 2115 | 2115
k117 | REC | Los Angeles, City of | Hansen Area Water Recycling Project, Phase 1 | Hansen Area Water Recycling Project, Phase 1 | MI | LRP | 2008 | 2029 | Existing | 2115 | TRUE | TRUE | TRUE | TRUE | [29 empty] | 920 | 1468.4 | 1217.5 | 769.6 | 2191.9 | 464.3 | 1110.0969 | 1170.0336 | 1101.7485 | 1144.391 | 1187.0334 | 1229.6758 | 1272.3182 | 1314.9607 | 1357.6031 | 1400.2455 | 1442.888 | 1485.5304 | 1528.1728 | 1570.8152 | 1613.4577 | 1656.1001 | 1698.7425 | 1741.385 | 1784.0274 | 1826.6698 | 1869.3123 | 1911.9547 | 1954.5971 | 1997.2395 | 2039.882 | 2082.5244 | 2115 | 2115 | 2115 | 2115 | 2115 | 2115 | 2115 | 2115 | 2115 | 2115 | 2115
k118 | REC | Griffith Park and MCA/Universal/Griffith Park | Existing | Non-LRP | 1979 |  | 900 |  | Non-potable | MI | Crystal Springs DR |  |  |  |  | 884.7107 | 993.1428 | 835.8196 | 900 | 900 | 900 | 900 | 900 | 900
k118 | REC | Los Angeles, City of | Griffith Park and MCA/Universal | Griffith Park | MI | No | 1979 |  | Existing | 900 | TRUE | FALSE | TRUE | TRUE | [18 empty] | 781 | 492.33 | 640.46 | 848.95 | 608.79 | 677.43 | 565.11 | 564.81 | 757.57 | 716.41 | 708.1 | 564 | 439.5 | 820.2 | 790.0987 | 884.7107 | 993.1428 | 835.8196 | 854.5534 | 873.2873 | 892.0212 | 900 | 900 | 900 | 900 | 900 | 900 | 900 | 900 | 900 | 900 | 900 | 900 | 900 | 900 | 900 | 900 | 900 | 900 | 900 | 900 | 900 | 900 | 900 | 900 | 900 | 900 | 900 | 900 | 900 | 900 | 900 | 900 | 900
k119 | REC | Griffith Park and MCA/Universal/MCA/Universal | Existing | Non-LRP | 1997 |  | 300 |  | Non-potable | MI | Crystal Springs DR |  |  |  |  | 66.1134 | 132.5275 | 197.7265 | 300 | 300 | 300 | 300 | 300 | 300
k119 | REC | Los Angeles, City of | Griffith Park and MCA/Universal | MCA/Universal | MI | No | 1997 |  | Existing | 300 | TRUE | FALSE | TRUE | TRUE | [18 empty] | 222 | 179.43 | 197.4 | 162.95 | 121.31 | 147.57 | 112.31 | 97.14 | 54.54 | 127.12 | 134.3 | 156.4279 | 105.5 | 116.2 | 156.9146 | 66.1134 | 132.5275 | 197.7265 | 204.6781 | 211.6297 | 218.5813 | 225.5329 | 232.4845 | 239.4361 | 246.3877 | 253.3393 | 260.2909 | 267.2425 | 274.1941 | 281.1456 | 288.0972 | 295.0488 | 300 | 300 | 300 | 300 | 300 | 300 | 300 | 300 | 300 | 300 | 300 | 300 | 300 | 300 | 300 | 300 | 300 | 300 | 300 | 300 | 300 | 300
k195 | REC | Van Nuys Area Water Recycling Project | Existing | LRP | 2009 | 2025 | 150 |  | Non-potable | MI | Kester Ave, Sherman Way |  |  |  |  | 42.9 | 46 | 43.9924 | 150 | 150 | 150 | 150 | 150 | 150
k195 | REC | Los Angeles, City of | Van Nuys Area Water Recycling Project | Van Nuys Area Water Recycling Project | MI | LRP | 2009 | 2035 | Existing | 150 | TRUE | TRUE | TRUE | TRUE | [31 empty] | 0 | 40.2 | 42.9 | 46 | 43.9924 | 50 | 50 | 53.1857 | 56.3714 | 59.5571 | 62.7429 | 65.9286 | 69.1143 | 72.3 | 75.4857 | 78.6714 | 81.8571 | 85.0429 | 88.2286 | 91.4143 | 94.6 | 97.7857 | 100.9714 | 104.1571 | 107.3429 | 110.5286 | 113.7143 | 116.9 | 120.0857 | 123.2714 | 126.4571 | 129.6429 | 132.8286 | 136.0143 | 139.2 | 142.3857 | 145.5714 | 148.7571 | 150 | 150 | 150
k425 | REC | Garber Street Tank Water Recycling Project | Feasibility | Non-LRP | 2018 |  | 500 |  | Non-potable | MI | [10 empty] | 500 | 500 | 500 | 500
k425 | REC | Los Angeles, City of | Garber Street Tank Water Recycling Project | Garber Street Tank Water Recycling Project | MI | No | 2018 |  | Feasibility | 500 | TRUE | FALSE | TRUE | TRUE | [36 empty] | 0 | 0 | 0 | 264.4 | 292.923 | 309.6079 | 321.446 | 330.6284 | 338.1309 | 344.4742 | 349.969 | 354.8158 | 359.1514 | 363.0734 | 366.6539 | 369.9477 | 372.9972 | 375.8363 | 378.492 | 380.9867 | 383.3388 | 385.5637 | 387.6744 | 389.6821 | 391.5964 | 393.4256 | 395.1769 | 396.8567 | 398.4707 | 400.0237 | 401.5202 | 402.9642 | 404.3593 | 405.7086 | 407.015 | 408.2813
k426 | REC | Griffith Park and MCA/Universal/South Griffith Park Recycled Water Project | Under Construction | LRP | 2015 | 25 years from startup. Not active yet. | 370 |  | Non-potable | MI | Crystal Springs DR |  | 15071641 | [6 empty] | 370 | 370 | 370 | 370 | 370
k426 | REC | Los Angeles, City of | Griffith Park and MCA/Universal | South Griffith Park Recycled Water Project | MI | LRP | 2015 | 2040 | Under Construction | 370 | TRUE | TRUE | TRUE | TRUE | [38 empty] | 278.6471 | 289.3014 | 297.5655 | 304.3178 | 310.0268 | 314.9721 | 319.3342 | 323.2362 | 326.7661 | 329.9885 | 332.9529 | 335.6975 | 338.2526 | 340.6428 | 342.8881 | 345.0049 | 347.0073 | 348.9069 | 350.7139 | 352.4368 | 354.083 | 355.6592 | 357.1711 | 358.6236 | 360.0213 | 361.3682 | 362.6678 | 363.9233 | 365.1377 | 366.3135 | 367.4532 | 368.5588 | 369.6323 | 370.6756
k431 | REC | LA Westside Title 22 | Conceptual | Non-LRP | 2030 |  | 5500 |  | Non-potable | MI
k431 | REC | Los Angeles, City of | LA Westside Title 22 | LA Westside Title 22 | MI | No | 2030 |  | Conceptual | 5500 | TRUE | FALSE | TRUE | TRUE | [36 empty] | 0 | 0 | 0 | 0 | 0 | 0 | 0 | 0 | 0 | 0 | 0 | 0 | 0 | 0 | 0 | 207.9 | 333.3 | 458.7 | 584.1 | 709.5 | 834.9 | 960.3 | 1085.7 | 1211.1 | 1336.5 | 1461.9 | 1587.3 | 1712.7 | 1838.1 | 1963.5 | 2088.9 | 2214.3 | 2339.7 | 2465.1 | 2590.5 | 2715.9
k434 | REC | Los Angeles Greenbelt Project/Los Angeles Greenbelt Project Extension | Feasibility | Non-LRP | 2018 |  | 250 |  | Non-potable | MI
k434 | REC | Los Angeles, City of | Los Angeles Greenbelt Project | Los Angeles Greenbelt Project Extension | MI | No | 2018 |  | Feasibility | 250 | TRUE | FALSE | TRUE | TRUE | [36 empty] | 0 | 0 | 0 | 132.2 | 146.4615 | 154.8039 | 160.723 | 165.3142 | 169.0655 | 172.2371 | 174.9845 | 177.4079 | 179.5757 | 181.5367 | 183.327 | 184.9738 | 186.4986 | 187.9181 | 189.246 | 190.4934 | 191.6694 | 192.7818 | 193.8372 | 194.841 | 195.7982 | 196.7128 | 197.5885 | 198.4284 | 199.2353 | 200.0118 | 200.7601 | 201.4821 | 202.1796 | 202.8543 | 203.5075 | 204.1406
k444 | REC | Sepulveda Basin Water Reclamation Project/Sepulveda Basin Water Recycling Project Phase IV Expansion | Advanced Planning (EIR/EIS Certified) | Non-LRP | 2017 |  | 250 |  | Non-potable | MI | Balboa Bl, Victory Bl
k444 | REC | Los Angeles, City of | Sepulveda Basin Water Reclamation Project | Sepulveda Basin Water Recycling Project Phase IV Expansion | MI | No | 2017 |  | Advanced Planning (EIR/EIS Certified) | 250 | TRUE | FALSE | TRUE | TRUE | [36 empty] | 0 | 0 | 132.2 | 146.4615 | 154.8039 | 160.723 | 165.3142 | 169.0655 | 172.2371 | 174.9845 | 177.4079 | 179.5757 | 181.5367 | 183.327 | 184.9738 | 186.4986 | 187.9181 | 189.246 | 190.4934 | 191.6694 | 192.7818 | 193.8372 | 194.841 | 195.7982 | 196.7128 | 197.5885 | 198.4284 | 199.2353 | 200.0118 | 200.7601 | 201.4821 | 202.1796 | 202.8543 | 203.5075 | 204.1406 | 204.7549
k448 | REC | Water Recycling Small Pipeline Extension Projects | Feasibility | Non-LRP | 2015 |  | 1000 |  | Non-potable | MI
k448 | REC | Los Angeles, City of | Water Recycling Small Pipeline Extension Projects | Water Recycling Small Pipeline Extension Projects | MI | No | 2015 |  | Feasibility | 1000 | TRUE | FALSE | TRUE | TRUE | [36 empty] | 528.8 | 585.846 | 619.2158 | 642.892 | 661.2567 | 676.2618 | 688.9484 | 699.938 | 709.6316 | 718.3028 | 726.1468 | 733.3078 | 739.8953 | 745.9944 | 751.6725 | 756.9841 | 761.9735 | 766.6776 | 771.1273 | 775.3488 | 779.3642 | 783.1928 | 786.8512 | 790.3538 | 793.7135 | 796.9413 | 800.0474 | 803.0404 | 805.9284 | 808.7185 | 811.4171 | 814.0301 | 816.5626 | 819.0195 | 821.4051 | 823.7236
k457 | REC | North Atwater Area Water Recycling Project | Under Construction | LRP | 2015 | 25 years from startup. | 50 |  | Non-potable | MI | Los Feliz Blvd & Brunswick Ave |  | 2686726 | [5 empty] | 25 | 50 | 50 | 50 | 50 | 50
k457 | REC | Los Angeles, City of | North Atwater, Chevy Chase Park, Los Feliz Water Recycling Project | North Atwater, Chevy Chase Park, Los Feliz Water Recycling Project | MI | LRP | 2015 | 2040 | Under Construction | 50 | TRUE | TRUE | TRUE | TRUE | [38 empty] | 30.9608 | 32.1446 | 33.0628 | 33.8131 | 34.4474 | 34.9969 | 35.4816 | 35.9151 | 36.3073 | 36.6654 | 36.9948 | 37.2997 | 37.5836 | 37.8492 | 38.0987 | 38.3339 | 38.5564 | 38.7674 | 38.9682 | 39.1596 | 39.3426 | 39.5177 | 39.6857 | 39.8471 | 40.0024 | 40.152 | 40.2964 | 40.4359 | 40.5709 | 40.7015 | 40.8281 | 40.951 | 41.0703 | 41.1862
k459 | REC | Harbor Industrial Recycled Water Project | Under Construction | LRP | 2015 | 25 years from startup. | 9300 |  | Non-potable | MI | PCH & Avalon Blvd |  | 109877635.5012 | 919.5755 | This LRP will not be used. Approximately 40,000 LF of pipeline has been constructed at a cost of $30Million, but this project will not completed as described in the LRP Agreement.
k459 | REC | Los Angeles, City of | Harbor Water Recycling Project | Harbor Industrial Recycled Water Project | MI | LRP | 2015 | 2040 | Under Construction | 9300 | TRUE | TRUE | TRUE | TRUE | [38 empty] | 775.62 | 987.66 | 1199.7 | 1411.74 | 1623.78 | 1835.82 | 2047.86 | 2259.9 | 2471.94 | 2683.98 | 2896.02 | 3108.06 | 3320.1 | 3532.14 | 3744.18 | 3956.22 | 4168.26 | 4380.3 | 4592.34 | 4804.38 | 5016.42 | 5228.46 | 5440.5 | 5652.54 | 5864.58 | 6076.62 | 6288.66 | 6500.7 | 6712.74 | 6924.78 | 7136.82 | 7348.86 | 7560.9 | 7772.94
k69 | REC | Sepulveda Basin Water Reclamation Project/Sepulveda Basin Water Recycling Project Phase IV | Existing | LRP | 2009 | 2029 | 550 |  | Non-potable | MI | [5 empty] | 268.1 | 241.7 | 264.0619 | 550 | 550 | 550 | 550 | 550 | 550
k69 | REC | Los Angeles, City of | Sepulveda Basin Water Reclamation Project | Sepulveda Basin Water Recycling Project Phase IV | MI | LRP | 2009 | 2029 | Existing | 550 | TRUE | TRUE | TRUE | TRUE | [31 empty] | 16.2466 | 198.2346 | 268.1 | 241.7 | 264.0619 | 142.721 | 156.0111 | 163.2994 | 170.5877 | 177.8761 | 185.1644 | 192.4527 | 199.741 | 207.0293 | 214.3176 | 221.606 | 228.8943 | 236.1826 | 243.4709 | 250.7592 | 258.0476 | 265.3359 | 272.6242 | 279.9125 | 287.2008 | 294.4891 | 301.7775 | 309.0658 | 316.3541 | 323.6424 | 330.9307 | 338.2191 | 345.5074 | 352.7957 | 360.084 | 367.3723 | 374.6606 | 381.949 | 389.2373 | 396.5256 | 403.8139
k70 | REC | Taylor Yard Park/Los Angeles Taylor Yard Park Water Recycling Project | Existing | LRP | 2009 | 2025 | 150 |  | Non-potable | MI | [5 empty] | 47.5 | 119.3 | 61.5599 | 150 | 150 | 150 | 150 | 150 | 150
k70 | REC | Los Angeles, City of | Taylor Yard Park | Los Angeles Taylor Yard Park Water Recycling Project | MI | LRP | 2009 | 2034 | Existing | 150 | TRUE | TRUE | TRUE | TRUE | [30 empty] | 26 | 61.5 | 39.1 | 47.5 | 119.3 | 61.5599 | 128 | 128 | 139.3083 | 150 | 150 | 150 | 150 | 150 | 150 | 150 | 150 | 150 | 150 | 150 | 150 | 150 | 150 | 150 | 150 | 150 | 150 | 150 | 150 | 150 | 150 | 150 | 150 | 150 | 150 | 150 | 150 | 150 | 150 | 150 | 150 | 150
k98 | REC | Elysian Park Tank & Pumping Station Water Recycling Project | Feasibility | Non-LRP | 2022 |  | 400 |  | Non-potable | MI | 835 Academy Rd |  | 6908032.3754 | [7 empty] | 400 | 400 | 400 | 400
k98 | REC | Los Angeles, City of | Elysian Park Tank & Pumping Station Water Recycling Project | Elysian Park Tank & Pumping Station Water Recycling Project | MI | No | 2022 |  | Feasibility | 400 | TRUE | FALSE | TRUE | TRUE | [36 empty] | 0 | 0 | 0 | 0 | 0 | 0 | 0 | 211.52 | 234.3384 | 247.6863 | 257.1568 | 264.5027 | 270.5047 | 275.5794 | 279.9752 | 283.8526 | 287.3211 | 290.4587 | 293.3231 | 295.9581 | 298.3978 | 300.669 | 302.7936 | 304.7894 | 306.671 | 308.4509 | 310.1395 | 311.7457 | 313.2771 | 314.7405 | 316.1415 | 317.4854 | 318.7765 | 320.0189 | 321.2162 | 322.3714
New LADWP1 | REC | North Hollywood Water Recycling Project | Full Design & Appropriated Funds | Non-LRP | 2016 |  |  |  | Non-potable | MI | Camarillo St, Magnolia Blvd, Lankershim Blvd
New LADWP2 | REC | Downtown Water Recycling Project | Planning | Non-LRP | 2020 |  | 2350 |  | Non-potable | MI | Spring St, San Pedro St, Avalon St, Olympic Blvd | [8 empty] | 2350 | 2350 | 2350 | 2350 | 2350
New LADWP3 | REC | Terminal Island Expansion Project | Design | LRP-Applied awaiting agreement | 2018 | 25 years from startup. | 7880 |  | Non-potable | MI & SWB | 445 Ferry St. & Harbor | N/A | 85900000 | 761 | ACTA Jackings |  |  |  |  | 7880 | 7880 | 7880 | 7880 | 7880
New LADWP4 | REC | Encino Reservoir Recycled Water Storage Concept | Conceptual | Non-LRP | 2025 |  | 1550 |  | Non-potable | MI | Encino Reservoir |  |  |  | Interagency Partnership |  |  |  |  | 1550 | 1550 | 1550 | 1550 | 1550
New LADWP5 | REC | Natural Advanced Treatment Concept | Conceptual | Non-LRP | 2017 |  | 19000 |  | Potable Indirect | GW |  |  |  |  | Public Perception/Permitting |  |  |  |  | 19000
New LADWP6 | REC | Harbor Area Water Recycling Expansion and Storage | Conceptual | Non-LRP | 2022 |  | 12220 |  | Non-potable | MI | Avolon Blvd & Sepulveda Blvd |  | 150000000 | 900 | Agency Agreement | [5 empty] | 12220 | 12220 | 12220 | 12220
New LADWP7 | REC | San Pedro Waterfront Water Recycling Project | Feasibility | Non-LRP | 2022 |  | 100 |  | Non-potable | MI | E.22ND ST & Miner St |  | 4270000 | 0 | Add System Storage | [5 empty] | 100 | 100 | 100 | 100
New LADWP8 | REC | Woodland Hills Water Recycling Project | Feasibility | Non-LRP | 2019 |  | 290 |  | Non-potable | MI | Mulholland Dr, Topanga Cyn, Dumetz Rd
k430 | REC | Los Angeles, City of | Los Angeles Greenbelt Project | Los Angeles Greenbelt Project | MI | LRPx | 2008 |  | Existing | 1610 | [33 empty] | 890.3219 | 925.6726 | 1000.7809 | 972.826 | 1160.5725 | 1162.9913 | 1486.5147 | 1566.0729 | 1610 | 1610 | 1610 | 1610 | 1610 | 1610 | 1610 | 1610 | 1610 | 1610 | 1610 | 1610 | 1610 | 1610 | 1610 | 1610 | 1610 | 1610 | 1610 | 1610 | 1610 | 1610 | 1610 | 1610 | 1610 | 1610 | 1610 | 1610 | 1610 | 1610 | 1610 | 1610 | 1610 | 1610 | 1610
k97 | GWR | Tujunga Well Treatment | Advanced Planning (EIR/EIS Certified) | Non-GRP | 2014 |  | 24000 |  | Potable Direct | MI | Tujunga Spreading Grounds
k113 | REC | Los Angeles Greenbelt Project | Existing | LRP | 1993 | 2008 | 1610 |  | Non-potable | MI | [5 empty] | 1160.5725 | 1162.9913 | 1486.5147 | 1610 | 1610 | 1610 | 1610 | 1610 | 1610
On hold
k109 | REC | LA-Glendale Storage & Distribution System Water Recycling Project | Feasibility | Non-LRP | On hold |  | 500 |  | Non-potable | MI
k150 | SWD | Los Angeles Seawater Desalination Project | Conceptual | Non-SDP | ? |  | 28000 |  | Potable Direct | MI
k150 | SWD | Los Angeles Seawater Desalination Project | Conceptual | Non-SDP | ? |  | 28000 |  | Potable Direct | MI | On Hold till Further Notice
To be deleted
k111 | REC | West Basin Water Reclamation Program/Edward C. Little Water Recycling Facility (ELWRF) Treatment Facility, Phase I-IV | Existing | LRP | 1997 | 2020 | 1000 |  | Non-potable | MI | [5 empty] | 865.67 | 945.56 | 860.0667 | 1000 | 1000 | 1000 | 1000 | 1000 | 1000
k111 | REC | Los Angeles, City of | West Basin Water Reclamation Program | Edward C. Little Water Recycling Facility (ELWRF) Treatment Facility, Phase I-IV | MI | LRP | 1997 | 2020 | Existing | 1000 | [22 empty] | 34.91 | 130.4 | 187.91 | 373.26 | 339.65 | 347.49 | 343.79 | 343.69 | 253.17 | 288.12 | 324.61 | 376.49 | 558.74 | 719.45 | 768.97 | 865.67 | 945.56 | 860.0667 | 1000 | 1000 | 1000 | 1000 | 1000 | 1000 | 1000 | 1000 | 1000 | 1000 | 1000 | 1000 | 1000 | 1000 | 1000 | 1000 | 1000 | 1000 | 1000 | 1000 | 1000 | 1000 | 1000 | 1000 | 1000 | 1000 | 1000 | 1000 | 1000 | 1000 | 1000 | 1000 | 1000 | 1000 | 1000 | 1000
k97 | GWR | Tujunga Well Treatment | Advanced Planning (EIR/EIS Certified) | Non-GRP | 2014 |  | 24000 |  | Potable Direct | MI | Should be removed
k291 | REC | West Basin Water Reclamation Program/Carson Regional Water Recycling Facility (CRWRF) Phase II Expansion Project | Full Design & Appropriated Funds | Non-LRP | 2014 |  | 9200 |  | Non-potable | MI
k291 | REC | Los Angeles, City of | West Basin Water Reclamation Program | Carson Regional Water Recycling Facility (CRWRF) Phase II Expansion Project | MI | No | 2014 |  | Full Design & Appropriated Funds | 9200 | TRUE | FALSE | TRUE | TRUE | [36 empty] | 557.52 | 767.28 | 977.04 | 1186.8 | 1396.56 | 1606.32 | 1816.08 | 2025.84 | 2235.6 | 2445.36 | 2655.12 | 2864.88 | 3074.64 | 3284.4 | 3494.16 | 3703.92 | 3913.68 | 4123.44 | 4333.2 | 4542.96 | 4752.72 | 4962.48 | 5172.24 | 5382 | 5591.76 | 5801.52 | 6011.28 | 6221.04 | 6430.8 | 6640.56 | 6850.32 | 7060.08 | 7269.84 | 7479.6 | 7689.36 | 7899.12
k323 | REC | Los Angeles, City of | Griffith Park and MCA/Universal | Griffith Park and MCA/Universal | MI | No | 1985 |  | Not Existing | 1460 | [10 empty] | 713 | 897 | 1142 | 1222.6 | 1361.4 | 1051.2 | 1328 | 2236 | 1111 | 1265.1 | 1205.8 | 865.6
k455 | REC | Los Angeles, City of | Griffith Park and MCA/Universal | South Griffith Park Recycled Water Project | MI | LRPx | 2040 |  | Not Existing | 450
k361 | REC | Los Angeles, City of | Hansen Area Water Recycling Project, Phase 1 | Hansen Area Water Recycling Project, Phase 1 | MI | LRPx | 2033 |  | Not Existing | 2115
k456 | REC | Los Angeles, City of | Hansen Dam Golf Course Water Recycling Project | Hansen Dam Golf Course Water Recycling Project | MI | LRPx | 2040 |  | Not Existing | 500
k362 | REC | Los Angeles, City of | Harbor Water Recycling Project | Harbor Water Recycling Project | SW | LRPx | 2025 |  | Not Existing | 5000
k363 | REC | Los Angeles, City of | Harbor Water Recycling Project | Harbor Water Recycling Project | MI | LRPx | 2030 | 2030 | Not Existing | 50
k460 | REC | Los Angeles, City of | Harbor Water Recycling Project | Harbor Industrial Recycled Water Project | MI | LRPx | 2040 |  | Not Existing | 9300
k113 | REC | Los Angeles, City of | Los Angeles Greenbelt Project | Los Angeles Greenbelt Project | MI | LRP | 1993 | 2008 | Not Existing | 1610 | [18 empty] | 547.3 | 624.4 | 741.6 | 833 | 869 | 654.47 | 619 | 719 | 654 | 770 | 772 | 908 | 359 | 753 | 857 | 37.9715
k458 | REC | Los Angeles, City of | North Atwater, Chevy Chase Park, Los Feliz Water Recycling Project | North Atwater, Chevy Chase Park, Los Feliz Water Recycling Project | MI | LRPx | 2040 |  | Not Existing | 50
k393 | REC | Los Angeles, City of | Sepulveda Basin Water Reclamation Project | Sepulveda Basin Water Reclamation Project | MI | LRPx | 2015 |  | Not Existing | 1500
k394 | REC | Los Angeles, City of | Sepulveda Basin Water Reclamation Project | Sepulveda Basin Water Recycling Project Phase IV | MI | LRPx | 2029 |  | Not Existing | 550
k401 | REC | Los Angeles, City of | Taylor Yard Park | Los Angeles Taylor Yard Park Water Recycling Project | MI | LRPx | 2034 |  | Not Existing | 150
k405 | REC | Los Angeles, City of | Van Nuys Area Water Recycling Project | Van Nuys Area Water Recycling Project | MI | LRPx | 2035 |  | Not Existing | 150
k469 | REC | Los Angeles, City of | West Basin Water Reclamation Program | Edward C. Little Water Recycling Facility (ELWRF) Treatment Facility, Phase I-IV | MI | LRPx | 2020 |  | Not Existing | 1000
Note on K22: Ti,Mike N: 9/3/2015 Formerly 5,000 TAF adjusted to 2,000 TAF to match barrier demand (LADWP's portion)
Note on H44: Ti,Mike N: 6/19/2015 Need updated online date that corresponds with the status
Note on F60: Ti,Mike N: 9/9/2015 Missing date - I entered 2025
Note on C78: Tu, Aimee: West Basin's Project - should be removed
Note on C81: Tu, Aimee: West Basin's Project - should be removed
Note on H82: Ti,Mike N: 6/19/2015 Need updated online date that corresponds with the status

## Step3
City of Los Angeles
Local Resources Inventory
Metropolitan's 2015 Integrated Water Resources Plan and Regional Urban Water Management Plan
1 | 2 | 3 | 4 | 5 | 6 | 7 | 8 | 9 | 10 | 11 | 12 | 13 | 14 | 15 | 16 | 17 | 18 | 19 | 20 | 21 | 22 | 23 | 24 | 25
ID | Water Type | Project Name | Status | Project Terms |  |  |  |  | Project Use |  | Project Location and System Integration |  | Project Finance |  | Project Barriers/Needs | History |  |  | Forecast
MWD Tracking | 1. GWR - GW Recovery 2. REC - Recycled 3. SWD - Desalination | Project/Sub Project | 1. Existing 2. Under Construction 3. Full Design & Appropriated Funds 4. Planning (EIR/EIS Certified) 5. Feasibility 6. Conceptual | Project receiving MWD funding? Recycled Water: - LRP/Non-LRP GW Recovery: - GRP/Non-GRP Seatwater Desal: - SDP/Non-SDP | Estimated Start of Operation | LRP Contract Expiration Date | Ultimate Yield (AFY) | Project Ramp-Up Period (Years Until Ultimate Yield) | 1. Potable Direct 2. Potable Indirect 3. Non-potable | 1. MI - Municipal & Industrial 2. AG - Agricultural 3. SWB - Seawater Barrier 4. GW - Groundwater Recharge | Address or Coordinates (Latitude and Longitude) | If integrating to MWD's system, specify point of connection | Total Capital Cost (2015 Dollars) | O&M Costs - $/AF (2015 Dollars) | Specify barriers that needed to be addressed to move the project forward (e.g., water quality, funding, public perception, system integration, permitting) | 2012 | 2013 | 2014 | 2015 | 2020 | 2025 | 2030 | 2035 | 2040
k100 | REC | Los Angeles, City of | Tillman Groundwater Replenishment System | Tillman Groundwater Replenishment System | GW | No | 2022 |  | Feasibility | 30000 | [40 empty] | 0 | 0 | 0 | 0 | 0 | 1134 | 1818 | 2502 | 3186 | 3870 | 4554 | 5238 | 5922 | 6606 | 7290 | 7974 | 8658 | 9342 | 10026 | 10710 | 11394 | 12078 | 12762 | 13446 | 14130 | 14814 | 15498 | 16182 | 16866 | 17550 | 18234 | 18918 | 19602 | 20286 | 20970 | 21654
k101 | REC | Los Angeles, City of | Hansen Dam Golf Course Water Recycling Project | Hansen Dam Golf Course Water Recycling Project | MI | LRP | 2015 | 2040 | Existing | 500 | [40 empty] | 12.1708 | 32.829 | 43.158 | 53.4871 | 63.8162 | 74.1453 | 84.4744 | 94.8035 | 105.1326 | 115.4617 | 125.7907 | 136.1198 | 146.4489 | 156.778 | 167.1071 | 177.4362 | 187.7653 | 198.0943 | 208.4234 | 218.7525 | 229.0816 | 239.4107 | 249.7398 | 260.0689 | 270.3979 | 280.727 | 291.0561 | 301.3852 | 311.7143 | 322.0434 | 332.3725 | 342.7016 | 353.0306 | 363.3597 | 373.6888 | 384.0179
k102 | REC | Los Angeles, City of | LAX Cooling Towers | LAX Cooling Towers | MI | No | 2021 |  | Feasibility | 240 | [40 empty] | 0 | 0 | 126.912 | 140.603 | 148.6118 | 154.2941 | 158.7016 | 162.3028 | 165.3476 | 167.9851 | 170.3116 | 172.3927 | 174.2752 | 175.9939 | 177.5749 | 179.0387 | 180.4014 | 181.6762 | 182.8736 | 184.0026 | 185.0706 | 186.0837 | 187.0474 | 187.9663 | 188.8443 | 189.6849 | 190.4912 | 191.2659 | 192.0114 | 192.7297 | 193.4228 | 194.0925 | 194.7401 | 195.3672 | 195.975 | 196.5647
k103 | REC | Los Angeles, City of | LA Zoo Water Recycling Project | LA Zoo Water Recycling Project | MI | No | 2017 |  | Feasibility | 85 | [40 empty] | 0 | 0 | 44.948 | 49.7969 | 52.6333 | 54.6458 | 56.2068 | 57.4823 | 58.5606 | 59.4947 | 60.3187 | 61.0557 | 61.7225 | 62.3312 | 62.8911 | 63.4095 | 63.8922 | 64.3436 | 64.7677 | 65.1676 | 65.5458 | 65.9046 | 66.246 | 66.5714 | 66.8823 | 67.1801 | 67.4656 | 67.74 | 68.004 | 68.2584 | 68.5039 | 68.7411 | 68.9705 | 69.1926 | 69.4078 | 69.6167
k114 | REC | Los Angeles, City of | Sepulveda Basin Water Reclamation Project | Sepulveda Basin Water Reclamation Project | MI | LRP | 2007 | 2015 | Existing | 1500 | [32 empty] | 43 | 194 | 1261 | 1212.5 | 1204.3 | 1370.6 | 1598.5 | 1552.0327 | 1500 | 1500 | 1500 | 1500 | 1500 | 1500 | 1500 | 1500 | 1500 | 1500 | 1500 | 1500 | 1500 | 1500 | 1500 | 1500 | 1500 | 1500 | 1500 | 1500 | 1500 | 1500 | 1500 | 1500 | 1500 | 1500 | 1500 | 1500 | 1500 | 1500 | 1500 | 1500 | 1500 | 1500 | 1500 | 1500
k115 | REC | Los Angeles, City of | Harbor Water Recycling Project | Harbor Water Recycling Project | MI | LRP | 2005 | 2030 | Existing | 50 | [40 empty] | 36.3073 | 36.6654 | 36.8444 | 37.0234 | 37.2025 | 37.3815 | 37.5605 | 37.7395 | 37.9186 | 38.0976 | 38.2766 | 38.4556 | 38.6347 | 38.8137 | 38.9927 | 39.1718 | 39.3508 | 39.5298 | 39.7088 | 39.8879 | 40.0669 | 40.2459 | 40.4249 | 40.604 | 40.783 | 40.962 | 41.141 | 41.3201 | 41.4991 | 41.6781 | 41.8571 | 42.0362 | 42.2152 | 42.3942 | 42.5732 | 42.7523
k116 | REC | Los Angeles, City of | Harbor Water Recycling Project | Harbor Water Recycling Project | SW | LRP | 2005 | 2025 | Existing | 2000 | [30 empty] | 1 | 1699 | 1570 | 1716 | 2687.2 | 1229.8 | 2756.4 | 8.1 | 3695.9795 | 2754.9913 | 2000 | 2000 | 2000 | 2000 | 2000 | 2000 | 2000 | 2000 | 2000 | 2000 | 2000 | 2000 | 2000 | 2000 | 2000 | 2000 | 2000 | 2000 | 2000 | 2000 | 2000 | 2000 | 2000 | 2000 | 2000 | 2000 | 2000 | 2000 | 2000 | 2000 | 2000 | 2000 | 2000 | 2000 | 2000 | 2000
k117 | REC | Los Angeles, City of | Hansen Area Water Recycling Project, Phase 1 | Hansen Area Water Recycling Project, Phase 1 | MI | LRP | 2008 | 2029 | Existing | 2115 | [33 empty] | 920 | 1468.4 | 1217.5 | 769.6 | 2191.9 | 464.3 | 1110.0969 | 1170.0336 | 1101.7485 | 1144.391 | 1187.0334 | 1229.6758 | 1272.3182 | 1314.9607 | 1357.6031 | 1400.2455 | 1442.888 | 1485.5304 | 1528.1728 | 1570.8152 | 1613.4577 | 1656.1001 | 1698.7425 | 1741.385 | 1784.0274 | 1826.6698 | 1869.3123 | 1911.9547 | 1954.5971 | 1997.2395 | 2039.882 | 2082.5244 | 2115 | 2115 | 2115 | 2115 | 2115 | 2115 | 2115 | 2115 | 2115 | 2115 | 2115
k118 | REC | Los Angeles, City of | Griffith Park and MCA/Universal | Griffith Park | MI | No | 1979 |  | Existing | 900 | [22 empty] | 781 | 492.33 | 640.46 | 848.95 | 608.79 | 677.43 | 565.11 | 564.81 | 757.57 | 716.41 | 708.1 | 564 | 439.5 | 820.2 | 790.0987 | 884.7107 | 993.1428 | 835.8196 | 854.5534 | 873.2873 | 892.0212 | 900 | 900 | 900 | 900 | 900 | 900 | 900 | 900 | 900 | 900 | 900 | 900 | 900 | 900 | 900 | 900 | 900 | 900 | 900 | 900 | 900 | 900 | 900 | 900 | 900 | 900 | 900 | 900 | 900 | 900 | 900 | 900 | 900
k119 | REC | Los Angeles, City of | Griffith Park and MCA/Universal | MCA/Universal | MI | No | 1997 |  | Existing | 300 | [22 empty] | 222 | 179.43 | 197.4 | 162.95 | 121.31 | 147.57 | 112.31 | 97.14 | 54.54 | 127.12 | 134.3 | 156.4279 | 105.5 | 116.2 | 156.9146 | 66.1134 | 132.5275 | 197.7265 | 204.6781 | 211.6297 | 218.5813 | 225.5329 | 232.4845 | 239.4361 | 246.3877 | 253.3393 | 260.2909 | 267.2425 | 274.1941 | 281.1456 | 288.0972 | 295.0488 | 300 | 300 | 300 | 300 | 300 | 300 | 300 | 300 | 300 | 300 | 300 | 300 | 300 | 300 | 300 | 300 | 300 | 300 | 300 | 300 | 300 | 300
k195 | REC | Los Angeles, City of | Van Nuys Area Water Recycling Project | Van Nuys Area Water Recycling Project | MI | LRP | 2009 | 2035 | Existing | 150 | [35 empty] | 0 | 40.2 | 42.9 | 46 | 43.9924 | 50 | 50 | 53.1857 | 56.3714 | 59.5571 | 62.7429 | 65.9286 | 69.1143 | 72.3 | 75.4857 | 78.6714 | 81.8571 | 85.0429 | 88.2286 | 91.4143 | 94.6 | 97.7857 | 100.9714 | 104.1571 | 107.3429 | 110.5286 | 113.7143 | 116.9 | 120.0857 | 123.2714 | 126.4571 | 129.6429 | 132.8286 | 136.0143 | 139.2 | 142.3857 | 145.5714 | 148.7571 | 150 | 150 | 150
k425 | REC | Los Angeles, City of | Garber Street Tank Water Recycling Project | Garber Street Tank Water Recycling Project | MI | No | 2018 |  | Feasibility | 500 | [40 empty] | 0 | 0 | 0 | 264.4 | 292.923 | 309.6079 | 321.446 | 330.6284 | 338.1309 | 344.4742 | 349.969 | 354.8158 | 359.1514 | 363.0734 | 366.6539 | 369.9477 | 372.9972 | 375.8363 | 378.492 | 380.9867 | 383.3388 | 385.5637 | 387.6744 | 389.6821 | 391.5964 | 393.4256 | 395.1769 | 396.8567 | 398.4707 | 400.0237 | 401.5202 | 402.9642 | 404.3593 | 405.7086 | 407.015 | 408.2813
k426 | REC | Los Angeles, City of | Griffith Park and MCA/Universal | South Griffith Park Recycled Water Project | MI | LRP | 2015 | 2040 | Under Construction | 370 | [42 empty] | 278.6471 | 289.3014 | 297.5655 | 304.3178 | 310.0268 | 314.9721 | 319.3342 | 323.2362 | 326.7661 | 329.9885 | 332.9529 | 335.6975 | 338.2526 | 340.6428 | 342.8881 | 345.0049 | 347.0073 | 348.9069 | 350.7139 | 352.4368 | 354.083 | 355.6592 | 357.1711 | 358.6236 | 360.0213 | 361.3682 | 362.6678 | 363.9233 | 365.1377 | 366.3135 | 367.4532 | 368.5588 | 369.6323 | 370.6756
k431 | REC | Los Angeles, City of | LA Westside Title 22 | LA Westside Title 22 | MI | No | 2030 |  | Conceptual | 5500 | [40 empty] | 0 | 0 | 0 | 0 | 0 | 0 | 0 | 0 | 0 | 0 | 0 | 0 | 0 | 0 | 0 | 207.9 | 333.3 | 458.7 | 584.1 | 709.5 | 834.9 | 960.3 | 1085.7 | 1211.1 | 1336.5 | 1461.9 | 1587.3 | 1712.7 | 1838.1 | 1963.5 | 2088.9 | 2214.3 | 2339.7 | 2465.1 | 2590.5 | 2715.9
k434 | REC | Los Angeles, City of | Los Angeles Greenbelt Project | Los Angeles Greenbelt Project Extension | MI | No | 2018 |  | Feasibility | 250 | [40 empty] | 0 | 0 | 0 | 132.2 | 146.4615 | 154.8039 | 160.723 | 165.3142 | 169.0655 | 172.2371 | 174.9845 | 177.4079 | 179.5757 | 181.5367 | 183.327 | 184.9738 | 186.4986 | 187.9181 | 189.246 | 190.4934 | 191.6694 | 192.7818 | 193.8372 | 194.841 | 195.7982 | 196.7128 | 197.5885 | 198.4284 | 199.2353 | 200.0118 | 200.7601 | 201.4821 | 202.1796 | 202.8543 | 203.5075 | 204.1406
k444 | REC | Los Angeles, City of | Sepulveda Basin Water Reclamation Project | Sepulveda Basin Water Recycling Project Phase IV Expansion | MI | No | 2017 |  | Advanced Planning (EIR/EIS Certified) | 250 | [40 empty] | 0 | 0 | 132.2 | 146.4615 | 154.8039 | 160.723 | 165.3142 | 169.0655 | 172.2371 | 174.9845 | 177.4079 | 179.5757 | 181.5367 | 183.327 | 184.9738 | 186.4986 | 187.9181 | 189.246 | 190.4934 | 191.6694 | 192.7818 | 193.8372 | 194.841 | 195.7982 | 196.7128 | 197.5885 | 198.4284 | 199.2353 | 200.0118 | 200.7601 | 201.4821 | 202.1796 | 202.8543 | 203.5075 | 204.1406 | 204.7549
k448 | REC | Los Angeles, City of | Water Recycling Small Pipeline Extension Projects | Water Recycling Small Pipeline Extension Projects | MI | No | 2015 |  | Feasibility | 1000 | [40 empty] | 528.8 | 585.846 | 619.2158 | 642.892 | 661.2567 | 676.2618 | 688.9484 | 699.938 | 709.6316 | 718.3028 | 726.1468 | 733.3078 | 739.8953 | 745.9944 | 751.6725 | 756.9841 | 761.9735 | 766.6776 | 771.1273 | 775.3488 | 779.3642 | 783.1928 | 786.8512 | 790.3538 | 793.7135 | 796.9413 | 800.0474 | 803.0404 | 805.9284 | 808.7185 | 811.4171 | 814.0301 | 816.5626 | 819.0195 | 821.4051 | 823.7236
k457 | REC | Los Angeles, City of | North Atwater, Chevy Chase Park, Los Feliz Water Recycling Project | North Atwater, Chevy Chase Park, Los Feliz Water Recycling Project | MI | LRP | 2015 | 2040 | Under Construction | 50 | [42 empty] | 30.9608 | 32.1446 | 33.0628 | 33.8131 | 34.4474 | 34.9969 | 35.4816 | 35.9151 | 36.3073 | 36.6654 | 36.9948 | 37.2997 | 37.5836 | 37.8492 | 38.0987 | 38.3339 | 38.5564 | 38.7674 | 38.9682 | 39.1596 | 39.3426 | 39.5177 | 39.6857 | 39.8471 | 40.0024 | 40.152 | 40.2964 | 40.4359 | 40.5709 | 40.7015 | 40.8281 | 40.951 | 41.0703 | 41.1862
k459 | REC | Los Angeles, City of | Harbor Water Recycling Project | Harbor Industrial Recycled Water Project | MI | LRP | 2015 | 2040 | Under Construction | 9300 | [42 empty] | 775.62 | 987.66 | 1199.7 | 1411.74 | 1623.78 | 1835.82 | 2047.86 | 2259.9 | 2471.94 | 2683.98 | 2896.02 | 3108.06 | 3320.1 | 3532.14 | 3744.18 | 3956.22 | 4168.26 | 4380.3 | 4592.34 | 4804.38 | 5016.42 | 5228.46 | 5440.5 | 5652.54 | 5864.58 | 6076.62 | 6288.66 | 6500.7 | 6712.74 | 6924.78 | 7136.82 | 7348.86 | 7560.9 | 7772.94
k69 | REC | Los Angeles, City of | Sepulveda Basin Water Reclamation Project | Sepulveda Basin Water Recycling Project Phase IV | MI | LRP | 2009 | 2029 | Existing | 550 | [35 empty] | 16.2466 | 198.2346 | 268.1 | 241.7 | 264.0619 | 142.721 | 156.0111 | 163.2994 | 170.5877 | 177.8761 | 185.1644 | 192.4527 | 199.741 | 207.0293 | 214.3176 | 221.606 | 228.8943 | 236.1826 | 243.4709 | 250.7592 | 258.0476 | 265.3359 | 272.6242 | 279.9125 | 287.2008 | 294.4891 | 301.7775 | 309.0658 | 316.3541 | 323.6424 | 330.9307 | 338.2191 | 345.5074 | 352.7957 | 360.084 | 367.3723 | 374.6606 | 381.949 | 389.2373 | 396.5256 | 403.8139
k70 | REC | Los Angeles, City of | Taylor Yard Park | Los Angeles Taylor Yard Park Water Recycling Project | MI | LRP | 2009 | 2034 | Existing | 150 | [34 empty] | 26 | 61.5 | 39.1 | 47.5 | 119.3 | 61.5599 | 128 | 128 | 139.3083 | 150 | 150 | 150 | 150 | 150 | 150 | 150 | 150 | 150 | 150 | 150 | 150 | 150 | 150 | 150 | 150 | 150 | 150 | 150 | 150 | 150 | 150 | 150 | 150 | 150 | 150 | 150 | 150 | 150 | 150 | 150 | 150 | 150
k98 | REC | Los Angeles, City of | Elysian Park Tank & Pumping Station Water Recycling Project | Elysian Park Tank & Pumping Station Water Recycling Project | MI | No | 2022 |  | Feasibility | 400 | [40 empty] | 0 | 0 | 0 | 0 | 0 | 0 | 0 | 211.52 | 234.3384 | 247.6863 | 257.1568 | 264.5027 | 270.5047 | 275.5794 | 279.9752 | 283.8526 | 287.3211 | 290.4587 | 293.3231 | 295.9581 | 298.3978 | 300.669 | 302.7936 | 304.7894 | 306.671 | 308.4509 | 310.1395 | 311.7457 | 313.2771 | 314.7405 | 316.1415 | 317.4854 | 318.7765 | 320.0189 | 321.2162 | 322.3714
New LADWP2 | REC | Los Angeles, City of | Downtown Water Recycling Project |  | MI | Non-LRP | 2020 |  | Planning | 2350
New LADWP3 | REC | Los Angeles, City of | Terminal Island Expansion Project |  | MI & SWB | LRP-Applied awaiting agreement | 2018 | 25 years from startup. | Design | 7880
New LADWP4 | REC | Los Angeles, City of | Encino Reservoir Recycled Water Storage Concept |  | MI | Non-LRP | 2025 |  | Conceptual | 1550
New LADWP5 | REC | Los Angeles, City of | Natural Advanced Treatment Concept |  | GW | Non-LRP | 2017 |  | Conceptual | 19000
New LADWP6 | REC | Los Angeles, City of | Harbor Area Water Recycling Expansion and Storage |  | MI | Non-LRP | 2022 |  | Conceptual | 12220
New LADWP7 | REC | Los Angeles, City of | San Pedro Waterfront Water Recycling Project |  | MI | Non-LRP | 2022 |  | Feasibility | 100
New LADWP8 | REC | Los Angeles, City of | Woodland Hills Water Recycling Project |  | MI | Non-LRP | 2019 |  | Feasibility | 290
k97 | GWR | Los Angeles, City of | Tujunga Well Treatment |  | MI | Non-GRP | 2014 |  | Advanced Planning (EIR/EIS Certified) | 24000
k113 | REC | Los Angeles, City of | Los Angeles Greenbelt Project |  | MI | LRP | 1993 | 2008 | Existing | 1610
k430 | REC | Los Angeles, City of | Los Angeles Greenbelt Project | Los Angeles Greenbelt Project | MI | LRPx | 2008 |  | Existing | 1610 | [33 empty] | 890.3219 | 925.6726 | 1000.7809 | 972.826 | 1160.5725 | 1162.9913 | 1486.5147 | 1566.0729 | 1610 | 1610 | 1610 | 1610 | 1610 | 1610 | 1610 | 1610 | 1610 | 1610 | 1610 | 1610 | 1610 | 1610 | 1610 | 1610 | 1610 | 1610 | 1610 | 1610 | 1610 | 1610 | 1610 | 1610 | 1610 | 1610 | 1610 | 1610 | 1610 | 1610 | 1610 | 1610 | 1610 | 1610 | 1610
k323 | REC | Los Angeles, City of | Griffith Park and MCA/Universal | Griffith Park and MCA/Universal | MI | No | 1985 |  | Not Existing | 1460 | [10 empty] | 713 | 897 | 1142 | 1222.6 | 1361.4 | 1051.2 | 1328 | 2236 | 1111 | 1265.1 | 1205.8 | 865.6
k455 | REC | Los Angeles, City of | Griffith Park and MCA/Universal | South Griffith Park Recycled Water Project | MI | LRPx | 2040 |  | Not Existing | 450
k361 | REC | Los Angeles, City of | Hansen Area Water Recycling Project, Phase 1 | Hansen Area Water Recycling Project, Phase 1 | MI | LRPx | 2033 |  | Not Existing | 2115
k456 | REC | Los Angeles, City of | Hansen Dam Golf Course Water Recycling Project | Hansen Dam Golf Course Water Recycling Project | MI | LRPx | 2040 |  | Not Existing | 500
k362 | REC | Los Angeles, City of | Harbor Water Recycling Project | Harbor Water Recycling Project | SW | LRPx | 2025 |  | Not Existing | 5000
k363 | REC | Los Angeles, City of | Harbor Water Recycling Project | Harbor Water Recycling Project | MI | LRPx | 2030 | 2030 | Not Existing | 50
k460 | REC | Los Angeles, City of | Harbor Water Recycling Project | Harbor Industrial Recycled Water Project | MI | LRPx | 2040 |  | Not Existing | 9300
k113 | REC | Los Angeles, City of | Los Angeles Greenbelt Project | Los Angeles Greenbelt Project | MI | LRP | 1993 | 2008 | Not Existing | 1610 | [18 empty] | 547.3 | 624.4 | 741.6 | 833 | 869 | 654.47 | 619 | 719 | 654 | 770 | 772 | 908 | 359 | 753 | 857 | 37.9715
k458 | REC | Los Angeles, City of | North Atwater, Chevy Chase Park, Los Feliz Water Recycling Project | North Atwater, Chevy Chase Park, Los Feliz Water Recycling Project | MI | LRPx | 2040 |  | Not Existing | 50
k393 | REC | Los Angeles, City of | Sepulveda Basin Water Reclamation Project | Sepulveda Basin Water Reclamation Project | MI | LRPx | 2015 |  | Not Existing | 1500
k394 | REC | Los Angeles, City of | Sepulveda Basin Water Reclamation Project | Sepulveda Basin Water Recycling Project Phase IV | MI | LRPx | 2029 |  | Not Existing | 550
k401 | REC | Los Angeles, City of | Taylor Yard Park | Los Angeles Taylor Yard Park Water Recycling Project | MI | LRPx | 2034 |  | Not Existing | 150
k405 | REC | Los Angeles, City of | Van Nuys Area Water Recycling Project | Van Nuys Area Water Recycling Project | MI | LRPx | 2035 |  | Not Existing | 150
k469 | REC | Los Angeles, City of | West Basin Water Reclamation Program | Edward C. Little Water Recycling Facility (ELWRF) Treatment Facility, Phase I-IV | MI | LRPx | 2020 |  | Not Existing | 1000
Not included because it doesn’t have yield
New LADWP1 | REC | Los Angeles, City of | North Hollywood Water Recycling Project |  | MI | Non-LRP | 2016 |  | Full Design & Appropriated Funds
Note on K15: Ti,Mike N: 9/3/2015 Formerly 5,000 TAF adjusted to 2,000 TAF to match barrier demand (LADWP's portion)
Note on H25: Ti,Mike N: 6/19/2015 Need updated online date that corresponds with the status
Note on H33: Ti,Mike N: 9/9/2015 Missing date - I entered 2025

## Compared
City of Los Angeles
Local Resources Inventory |  |  |  | Black/Red = member agency's
Metropolitan's 2015 Integrated Water Resources Plan and Regional Urban Water Management Plan
1 | 2 | 3 | 4 | 5 | 6 | 7 | 8 | 9 | 10 | 11 | 12 | 13 | 14 | 15 | 16 | 17 | 18 | 19 | 20 | 21 | 22 | 23 | 24 | 25
ID | Water Type | Project Name | Status | Project Terms |  |  |  |  | Project Use |  | Project Location and System Integration |  | Project Finance |  | Project Barriers/Needs | History |  |  | Forecast
MWD Tracking | 1. GWR - GW Recovery 2. REC - Recycled 3. SWD - Desalination | Project/Sub Project | 1. Existing 2. Under Construction 3. Full Design & Appropriated Funds 4. Planning (EIR/EIS Certified) 5. Feasibility 6. Conceptual | Project receiving MWD funding? Recycled Water: - LRP/Non-LRP GW Recovery: - GRP/Non-GRP Seatwater Desal: - SDP/Non-SDP | Estimated Start of Operation | LRP Contract Expiration Date | Ultimate Yield (AFY) | Project Ramp-Up Period (Years Until Ultimate Yield) | 1. Potable Direct 2. Potable Indirect 3. Non-potable | 1. MI - Municipal & Industrial 2. AG - Agricultural 3. SWB - Seawater Barrier 4. GW - Groundwater Recharge | Address or Coordinates (Latitude and Longitude) | If integrating to MWD's system, specify point of connection | Total Capital Cost (2015 Dollars) | O&M Costs - $/AF (2015 Dollars) | Specify barriers that needed to be addressed to move the project forward (e.g., water quality, funding, public perception, system integration, permitting) | 2012 | 2013 | 2014 | 2015 | 2020 | 2025 | 2030 | 2035 | 2040
Compared
k100 | REC | Los Angeles Groundwater Replenishment Project | Feasibility | Non-LRP | 2022 |  | 30000 |  | Potable Indirect | GW | 6100 Woodley Ave, Hansen Spreading Grounds | [9 empty] | 30000 | 30000 | 30000 | 30000
k100 | REC | Tillman Groundwater Replenishment System | Feasibility | Non-LRP | 2020 |  | 30000 |  | Potable Indirect | GW
k101 | REC | Hansen Dam Golf Course Water Recycling Project | Existing | LRP | 2015 | 2039 | 500 |  | Non-potable | MI | 10400 Glenoaks Blvd | [7 empty] | 500 | 500 | 500 | 500 | 500 | 500
k101 | REC | Hansen Dam Golf Course Water Recycling Project | Under Construction | LRP | 2015 | 2040 | 500 |  | Non-potable | MI
k102 | REC | LAX Cooling Towers | Feasibility | Non-LRP | 2021 |  | 240 |  | Non-potable | MI | 1 World Way | [9 empty] | 240 | 240 | 240 | 240
k102 | REC | LAX Cooling Towers | Feasibility | Non-LRP | 2017 |  | 240 |  | Non-potable | MI
k103 | REC | LA Zoo Water Recycling Project | Feasibility | Non-LRP | 2017 |  | 85 |  | Non-potable | MI
k103 | REC | LA Zoo Water Recycling Project | Feasibility | Non-LRP | 2017 |  | 85 |  | Non-potable | MI
k109 | REC | LA-Glendale Storage & Distribution System Water Recycling Project | Feasibility | Non-LRP | On hold |  | 500 |  | Non-potable | MI
k109 | REC | LA-Glendale Storage & Distribution System Water Recycling Project | Feasibility | Non-LRP | 2018 |  | 500 |  | Non-potable | MI
k111 | REC | West Basin Water Reclamation Program/Edward C. Little Water Recycling Facility (ELWRF) Treatment Facility, Phase I-IV | Existing | LRP | 1997 | 2020 | 1000 |  | Non-potable | MI | [5 empty] | 865.67 | 945.56 | 860.0667 | 1000 | 1000 | 1000 | 1000 | 1000 | 1000
k111 | REC | West Basin Water Reclamation Program/Edward C. Little Water Recycling Facility (ELWRF) Treatment Facility, Phase I-IV | Existing | LRP | 1997 | 2020 | 1000 |  | Non-potable | MI | [5 empty] | 865.67 | 945.56 | 860.0667
k113 | REC | Los Angeles Greenbelt Project | Existing | LRP | 1993 | 2008 | 1610 |  | Non-potable | MI | [5 empty] | 1160.5725 | 1162.9913 | 1486.5147 | 1610 | 1610 | 1610 | 1610 | 1610 | 1610
k113 | REC | Los Angeles Greenbelt Project | Existing | LRP | 1993 | 2008 | 900 |  | Non-potable | MI | [5 empty] | 1160.5725 | 1162.9913 | 1486.5147
k114 | REC | Sepulveda Basin Water Reclamation Project | Existing | LRP | 2007 | 2023 | 1500 |  | Non-potable | MI | [5 empty] | 1370.6 | 1598.5 | 1552.0327 | 1500 | 1500 | 1500 | 1500 | 1500 | 1500
k114 | REC | Sepulveda Basin Water Reclamation Project | Existing | LRP | 2007 | 2015 | 1500 |  | Non-potable | MI | [5 empty] | 1370.6 | 1598.5 | 1552.0327
k115 | REC | Harbor Water Recycling Project | Existing | LRP | 2005 | 2030 | 50 |  | Non-potable | MI
k115 | REC | Harbor Water Recycling Project | Existing | LRP | 2005 | 2030 | 50 |  | Non-potable | MI
k116 | REC | Harbor Water Recycling Project | Existing | LRP | 2005 | 2025 | 5000 |  | Potable Indirect | SW | [5 empty] | 8.1 | 3695.9795 | 2754.9913 | 5000 | 5000 | 5000 | 5000 | 5000 | 5000
k116 | REC | Harbor Water Recycling Project | Existing | LRP | 2005 | 2030 | 4550 |  | Potable Indirect | SW | [5 empty] | 8.1 | 3695.9795 | 2754.9913
k117 | REC | Hansen Area Water Recycling Project, Phase 1 | Existing | LRP | 2008 | 2029 | 2115 |  | Non-potable | MI | [5 empty] | 2191.9 | 464.3 | 1110.0969 | 2115 | 2115 | 2115 | 2115 | 2115 | 2115
k117 | REC | Hansen Area Water Recycling Project, Phase 1 | Existing | LRP | 2008 | 2033 | 2115 |  | Non-potable | MI | [5 empty] | 2191.9 | 464.3 | 1110.0969
k118 | REC | Griffith Park and MCA/Universal/Griffith Park | Existing | Non-LRP | 1979 |  | 900 |  | Non-potable | MI | Crystal Springs DR |  |  |  |  | 884.7107 | 993.1428 | 835.8196 | 900 | 900 | 900 | 900 | 900 | 900
k118 | REC | Griffith Park and MCA/Universal/Griffith Park | Existing | Non-LRP | 1979 |  | 900 |  | Non-potable | MI | [5 empty] | 884.7107 | 993.1428 | 835.8196
k119 | REC | Griffith Park and MCA/Universal/MCA/Universal | Existing | Non-LRP | 1997 |  | 300 |  | Non-potable | MI | Crystal Springs DR |  |  |  |  | 66.1134 | 132.5275 | 197.7265 | 300 | 300 | 300 | 300 | 300 | 300
k119 | REC | Griffith Park and MCA/Universal/MCA/Universal | Existing | Non-LRP | 1997 |  | 300 |  | Non-potable | MI | [5 empty] | 66.1134 | 132.5275 | 197.7265
k150 | SWD | Los Angeles Seawater Desalination Project | Conceptual | Non-SDP | ? |  | 28000 |  | Potable Direct | MI
k150 | SWD | Los Angeles Seawater Desalination Project | Conceptual | Non-SDP | ? |  | 28000 |  | Potable Direct | MI | On Hold till Further Notice
k150 | SWD | Los Angeles Seawater Desalination Project | Conceptual | Non-SDP | ? |  | 28000 |  | Potable Direct | MI
k195 | REC | Van Nuys Area Water Recycling Project | Existing | LRP | 2009 | 2025 | 150 |  | Non-potable | MI | Kester Ave, Sherman Way |  |  |  |  | 42.9 | 46 | 43.9924 | 150 | 150 | 150 | 150 | 150 | 150
k195 | REC | Van Nuys Area Water Recycling Project | Existing | LRP | 2010 | 2035 | 150 |  | Non-potable | MI | [5 empty] | 42.9 | 46 | 43.9924
k291 | REC | West Basin Water Reclamation Program/Carson Regional Water Recycling Facility (CRWRF) Phase II Expansion Project | Full Design & Appropriated Funds | Non-LRP | 2014 |  | 9200 |  | Non-potable | MI
k291 | REC | West Basin Water Reclamation Program/Carson Regional Water Recycling Facility (CRWRF) Phase II Expansion Project | Full Design & Appropriated Funds | Non-LRP | 2014 |  | 9200 |  | Non-potable | MI
k425 | REC | Garber Street Tank Water Recycling Project | Feasibility | Non-LRP | 2018 |  | 500 |  | Non-potable | MI | [10 empty] | 500 | 500 | 500 | 500
k425 | REC | Garber Street Tank Water Recycling Project | Feasibility | Non-LRP | 2018 |  | 500 |  | Non-potable | MI
k426 | REC | Griffith Park and MCA/Universal/South Griffith Park Recycled Water Project | Under Construction | LRP | 2015 | 25 years from startup. Not active yet. | 370 |  | Non-potable | MI | Crystal Springs DR |  | 15071641 | [6 empty] | 370 | 370 | 370 | 370 | 370
k426 | REC | Griffith Park and MCA/Universal/South Griffith Park Recycled Water Project | Under Construction | LRP | 2015 | 2040 | 450 |  | Non-potable | MI
k431 | REC | LA Westside Title 22 | Conceptual | Non-LRP | 2030 |  | 5500 |  | Non-potable | MI
k431 | REC | LA Westside Title 22 | Conceptual | Non-LRP | 2030 |  | 5500 |  | Non-potable | MI
k434 | REC | Los Angeles Greenbelt Project/Los Angeles Greenbelt Project Extension | Feasibility | Non-LRP | 2018 |  | 250 |  | Non-potable | MI
k434 | REC | Los Angeles Greenbelt Project/Los Angeles Greenbelt Project Extension | Feasibility | Non-LRP | 2018 |  | 250 |  | Non-potable | MI
k444 | REC | Sepulveda Basin Water Reclamation Project/Sepulveda Basin Water Recycling Project Phase IV Expansion | Advanced Planning (EIR/EIS Certified) | Non-LRP | 2017 |  | 250 |  | Non-potable | MI | Balboa Bl, Victory Bl
k444 | REC | Sepulveda Basin Water Reclamation Project/Sepulveda Basin Water Recycling Project Phase IV Expansion | Advanced Planning (EIR/EIS Certified) | Non-LRP | 2015 |  | 180 |  | Non-potable | MI
k448 | REC | Water Recycling Small Pipeline Extension Projects | Feasibility | Non-LRP | 2015 |  | 1000 |  | Non-potable | MI
k448 | REC | Water Recycling Small Pipeline Extension Projects | Feasibility | Non-LRP | 2015 |  | 1000 |  | Non-potable | MI
k457 | REC | North Atwater Area Water Recycling Project | Under Construction | LRP | 2015 | 25 years from startup. | 50 |  | Non-potable | MI | Los Feliz Blvd & Brunswick Ave |  | 2686726 | [5 empty] | 25 | 50 | 50 | 50 | 50 | 50
k457 | REC | North Atwater, Chevy Chase Park, Los Feliz Water Recycling Project | Under Construction | LRP | 2015 | 2040 | 50 |  | Non-potable | MI
k459 | REC | Harbor Industrial Recycled Water Project | Under Construction | LRP | 2015 | 25 years from startup. | 9300 |  | Non-potable | MI | PCH & Avalon Blvd |  | 109877635.5012 | 919.5755 | This LRP will not be used. Approximately 40,000 LF of pipeline has been constructed at a cost of $30Million, but this project will not completed as described in the LRP Agreement.
k459 | REC | Harbor Water Recycling Project/Harbor Industrial Recycled Water Project | Existing | LRP | 2015 | 2040 | 9300 |  | Non-potable | MI
k69 | REC | Sepulveda Basin Water Reclamation Project/Sepulveda Basin Water Recycling Project Phase IV | Existing | LRP | 2009 | 2029 | 550 |  | Non-potable | MI | [5 empty] | 268.1 | 241.7 | 264.0619 | 550 | 550 | 550 | 550 | 550 | 550
k69 | REC | Sepulveda Basin Water Reclamation Project/Sepulveda Basin Water Recycling Project Phase IV | Existing | LRP | 2009 | 2029 | 445 |  | Non-potable | MI | [5 empty] | 268.1 | 241.7 | 264.0619
k70 | REC | Taylor Yard Park/Los Angeles Taylor Yard Park Water Recycling Project | Existing | LRP | 2009 | 2025 | 150 |  | Non-potable | MI | [5 empty] | 47.5 | 119.3 | 61.5599 | 150 | 150 | 150 | 150 | 150 | 150
k70 | REC | Taylor Yard Park/Los Angeles Taylor Yard Park Water Recycling Project | Existing | LRP | 2009 | 2034 | 150 |  | Non-potable | MI | [5 empty] | 47.5 | 119.3 | 61.5599
k97 | GWR | Tujunga Well Treatment | Advanced Planning (EIR/EIS Certified) | Non-GRP | 2014 |  | 24000 |  | Potable Direct | MI | Tujunga Spreading Grounds
k97 | GWR | Tujunga Well Treatment | Advanced Planning (EIR/EIS Certified) | Non-GRP | 2014 |  | 24000 |  | Potable Direct | MI | Should be removed
k97 | GWR | Tujunga Well Treatment | Advanced Planning (EIR/EIS Certified) | Non-GRP | 2014 |  | 24000 |  | Potable Direct | MI
k98 | REC | Elysian Park Tank & Pumping Station Water Recycling Project | Feasibility | Non-LRP | 2022 |  | 400 |  | Non-potable | MI | 835 Academy Rd |  | 6908032.3754 | [7 empty] | 400 | 400 | 400 | 400
k98 | REC | Elysian Park Tank & Pumping Station Water Recycling Project | Feasibility | Non-LRP | ? |  | 400 |  | Non-potable | MI
| REC | North Hollywood Water Recycling Project | Full Design & Appropriated Funds | Non-LRP | 2016 |  |  |  | Non-potable | MI | Camarillo St, Magnolia Blvd, Lankershim Blvd
| REC | Downtown Water Recycling Project | Planning | Non-LRP | 2020 |  | 2350 |  | Non-potable | MI | Spring St, San Pedro St, Avalon St, Olympic Blvd | [8 empty] | 2350 | 2350 | 2350 | 2350 | 2350
| REC | Terminal Island Expansion Project | Design | LRP-Applied awaiting agreement | 2018 | 25 years from startup. | 7880 |  | Non-potable | MI & SWB | 445 Ferry St. & Harbor | N/A | 85900000 | 761 | ACTA Jackings |  |  |  |  | 7880 | 7880 | 7880 | 7880 | 7880
| REC | Encino Reservoir Recycled Water Storage Concept | Conceptual | Non-LRP |  |  | 1550 |  | Non-potable | MI | Encino Reservoir |  |  |  | Interagency Partnership |  |  |  |  | 1550 | 1550 | 1550 | 1550 | 1550
| REC | Natural Advanced Treatment Concept | Conceptual | Non-LRP | 2017 |  | 19000 |  | Potable Indirect | GW |  |  |  |  | Public Perception/Permitting |  |  |  |  | 19000
| REC | Harbor Area Water Recycling Expansion and Storage | Conceptual | Non-LRP | 2022 |  | 12220 |  | Non-potable | MI | Avolon Blvd & Sepulveda Blvd |  | 150000000 | 900 | Agency Agreement | [5 empty] | 12220 | 12220 | 12220 | 12220
| REC | San Pedro Waterfront Water Recycling Project | Feasibility | Non-LRP | 2022 |  | 100 |  | Non-potable | MI | E.22ND ST & Miner St |  | 4270000 | 0 | Add System Storage | [5 empty] | 100 | 100 | 100 | 100
| REC | Woodland Hills Water Recycling Project | Feasibility | Non-LRP | 2019 |  | 290 |  | Non-potable | MI | Mulholland Dr, Topanga Cyn, Dumetz Rd
Revised List
k100 | REC | Los Angeles Groundwater Replenishment Project | Feasibility | Non-LRP | 2022 |  | 30000 |  | Potable Indirect | GW | 6100 Woodley Ave, Hansen Spreading Grounds
k101 | REC | Hansen Dam Golf Course Water Recycling Project | Existing | LRP | 2015 | 2039 | 500 |  | Non-potable | MI | 10400 Glenoaks Blvd
k102 | REC | LAX Cooling Towers | Feasibility | Non-LRP | 2021 |  | 240 |  | Non-potable | MI | 1 World Way
k103 | REC | LA Zoo Water Recycling Project | Feasibility | Non-LRP | 2017 |  | 85 |  | Non-potable | MI
k113 | REC | Los Angeles Greenbelt Project | Existing | LRP | 1993 | 2008 | 1610 |  | Non-potable | MI | [5 empty] | 1160.5725 | 1162.9913 | 1486.5147
k114 | REC | Sepulveda Basin Water Reclamation Project | Existing | LRP | 2007 | 2023 | 1500 |  | Non-potable | MI | [5 empty] | 1370.6 | 1598.5 | 1552.0327
k115 | REC | Harbor Water Recycling Project | Existing | LRP | 2005 | 2030 | 50 |  | Non-potable | MI
k116 | REC | Harbor Water Recycling Project | Existing | LRP | 2005 | 2025 | 5000 |  | Potable Indirect | SW | [5 empty] | 8.1 | 3695.9795 | 2754.9913
k117 | REC | Hansen Area Water Recycling Project, Phase 1 | Existing | LRP | 2008 | 2029 | 2115 |  | Non-potable | MI | [5 empty] | 2191.9 | 464.3 | 1110.0969
k118 | REC | Griffith Park and MCA/Universal/Griffith Park | Existing | Non-LRP | 1979 |  | 900 |  | Non-potable | MI | Crystal Springs DR |  |  |  |  | 884.7107 | 993.1428 | 835.8196
k119 | REC | Griffith Park and MCA/Universal/MCA/Universal | Existing | Non-LRP | 1997 |  | 300 |  | Non-potable | MI | Crystal Springs DR |  |  |  |  | 66.1134 | 132.5275 | 197.7265
k195 | REC | Van Nuys Area Water Recycling Project | Existing | LRP | 2009 | 2025 | 150 |  | Non-potable | MI | Kester Ave, Sherman Way |  |  |  |  | 42.9 | 46 | 43.9924
k425 | REC | Garber Street Tank Water Recycling Project | Feasibility | Non-LRP | 2018 |  | 500 |  | Non-potable | MI
k426 | REC | Griffith Park and MCA/Universal/South Griffith Park Recycled Water Project | Under Construction | LRP | 2015 | 2040 | 370 |  | Non-potable | MI | Crystal Springs DR |  | 15071641
k431 | REC | LA Westside Title 22 | Conceptual | Non-LRP | 2030 |  | 5500 |  | Non-potable | MI
k434 | REC | Los Angeles Greenbelt Project/Los Angeles Greenbelt Project Extension | Feasibility | Non-LRP | 2018 |  | 250 |  | Non-potable | MI
k444 | REC | Sepulveda Basin Water Reclamation Project/Sepulveda Basin Water Recycling Project Phase IV Expansion | Advanced Planning (EIR/EIS Certified) | Non-LRP | 2017 |  | 250 |  | Non-potable | MI | Balboa Bl, Victory Bl
k448 | REC | Water Recycling Small Pipeline Extension Projects | Feasibility | Non-LRP | 2015 |  | 1000 |  | Non-potable | MI
k457 | REC | North Atwater Area Water Recycling Project | Under Construction | LRP | 2015 | 2040 | 50 |  | Non-potable | MI | Los Feliz Blvd & Brunswick Ave |  | 2686726
k459 | REC | Harbor Industrial Recycled Water Project | Under Construction | LRP | 2015 | 2040 | 9300 |  | Non-potable | MI | PCH & Avalon Blvd |  | 109877635.5012 | 919.5755 | This LRP will not be used. Approximately 40,000 LF of pipeline has been constructed at a cost of $30Million, but this project will not completed as described in the LRP Agreement.
k69 | REC | Sepulveda Basin Water Reclamation Project/Sepulveda Basin Water Recycling Project Phase IV | Existing | LRP | 2009 | 2029 | 550 |  | Non-potable | MI | [5 empty] | 268.1 | 241.7 | 264.0619
k70 | REC | Taylor Yard Park/Los Angeles Taylor Yard Park Water Recycling Project | Existing | LRP | 2009 | 2025 | 150 |  | Non-potable | MI | [5 empty] | 47.5 | 119.3 | 61.5599
k98 | REC | Elysian Park Tank & Pumping Station Water Recycling Project | Feasibility | Non-LRP | 2022 |  | 400 |  | Non-potable | MI | 835 Academy Rd |  | 6908032.3754
New Projects
| REC | North Hollywood Water Recycling Project | Full Design & Appropriated Funds | Non-LRP | 2016 |  |  |  | Non-potable | MI | Camarillo St, Magnolia Blvd, Lankershim Blvd
| REC | Downtown Water Recycling Project | Planning | Non-LRP | 2020 |  | 2350 |  | Non-potable | MI | Spring St, San Pedro St, Avalon St, Olympic Blvd | [8 empty] | 2350 | 2350 | 2350 | 2350 | 2350
| REC | Terminal Island Expansion Project | Design | LRP-Applied awaiting agreement | 2018 | 25 years from startup. | 7880 |  | Non-potable | MI & SWB | 445 Ferry St. & Harbor | N/A | 85900000 | 761 | ACTA Jackings |  |  |  |  | 7880 | 7880 | 7880 | 7880 | 7880
| REC | Natural Advanced Treatment Concept | Conceptual | Non-LRP | 2017 |  | 19000 |  | Potable Indirect | GW |  |  |  |  | Public Perception/Permitting |  |  |  |  | 19000
| REC | Harbor Area Water Recycling Expansion and Storage | Conceptual | Non-LRP | 2022 |  | 12220 |  | Non-potable | MI | Avolon Blvd & Sepulveda Blvd |  | 150000000 | 900 | Agency Agreement | [5 empty] | 12220 | 12220 | 12220 | 12220
| REC | San Pedro Waterfront Water Recycling Project | Feasibility | Non-LRP | 2022 |  | 100 |  | Non-potable | MI | E.22ND ST & Miner St |  | 4270000 | 0 | Add System Storage | [5 empty] | 100 | 100 | 100 | 100
| REC | Woodland Hills Water Recycling Project | Feasibility | Non-LRP | 2019 |  | 290 |  | Non-potable | MI | Mulholland Dr, Topanga Cyn, Dumetz Rd
| REC | Encino Reservoir Recycled Water Storage Concept | Conceptual | Non-LRP |  |  | 1550 |  | Non-potable | MI | Encino Reservoir |  |  |  | Interagency Partnership |  |  |  |  | 1550 | 1550 | 1550 | 1550 | 1550
Move to WBMWD? Where is this water used?
k111 | REC | West Basin Water Reclamation Program/Edward C. Little Water Recycling Facility (ELWRF) Treatment Facility, Phase I-IV | Existing | LRP | 1997 | 2020 | 1000 |  | Non-potable | MI | [5 empty] | 865.67 | 945.56 | 860.0667 | 1000 | 1000 | 1000 | 1000 | 1000 | 1000
k111 | REC | West Basin Water Reclamation Program/Edward C. Little Water Recycling Facility (ELWRF) Treatment Facility, Phase I-IV | Existing | LRP | 1997 | 2020 | 1000 |  | Non-potable | MI | [5 empty] | 865.67 | 945.56 | 860.0667
k291 | REC | West Basin Water Reclamation Program/Carson Regional Water Recycling Facility (CRWRF) Phase II Expansion Project | Full Design & Appropriated Funds | Non-LRP | 2014 |  | 9200 |  | Non-potable | MI
k291 | REC | West Basin Water Reclamation Program/Carson Regional Water Recycling Facility (CRWRF) Phase II Expansion Project | Full Design & Appropriated Funds | Non-LRP | 2014 |  | 9200 |  | Non-potable | MI
Deleted Projects
k109 | REC | LA-Glendale Storage & Distribution System Water Recycling Project | Feasibility | Non-LRP | On hold |  | 500 |  | Non-potable | MI
k109 | REC | LA-Glendale Storage & Distribution System Water Recycling Project | Feasibility | Non-LRP | 2018 |  | 500 |  | Non-potable | MI
k150 | SWD | Los Angeles Seawater Desalination Project | Conceptual | Non-SDP | ? |  | 28000 |  | Potable Direct | MI
k150 | SWD | Los Angeles Seawater Desalination Project | Conceptual | Non-SDP | ? |  | 28000 |  | Potable Direct | MI | On Hold till Further Notice
k150 | SWD | Los Angeles Seawater Desalination Project | Conceptual | Non-SDP | ? |  | 28000 |  | Potable Direct | MI
k97 | GWR | Tujunga Well Treatment | Advanced Planning (EIR/EIS Certified) | Non-GRP | 2014 |  | 24000 |  | Potable Direct | MI | Tujunga Spreading Grounds
k97 | GWR | Tujunga Well Treatment | Advanced Planning (EIR/EIS Certified) | Non-GRP | 2014 |  | 24000 |  | Potable Direct | MI | Should be removed
k97 | GWR | Tujunga Well Treatment | Advanced Planning (EIR/EIS Certified) | Non-GRP | 2014 |  | 24000 |  | Potable Direct | MI
Note on C20: Tu, Aimee: West Basin's Project - should be removed
Note on C41: Tu, Aimee: West Basin's Project - should be removed
Note on C116: Tu, Aimee: West Basin's Project - should be removed
Note on C118: Tu, Aimee: West Basin's Project - should be removed

## ProjectList_old
City of Los Angeles
Local Resources Inventory
Metropolitan's 2015 Integrated Water Resources Plan and Regional Urban Water Management Plan
1 | 2 | 3 | 4 | 5 | 6 | 7 | 8 | 9 | 10 | 11 | 12 | 13 | 14 | 15 | 16 | 17 | 18 | 19 | 20 | 21 | 22 | 23 | 24 | 25
ID | Water Type | Project Name | Status | Project Terms |  |  |  |  | Project Use |  | Project Location and System Integration |  | Project Finance |  | Project Barriers/Needs | History |  |  | Forecast
MWD Tracking | 1. GWR - GW Recovery 2. REC - Recycled 3. SWD - Desalination | Project/Sub Project | 1. Existing 2. Under Construction 3. Full Design & Appropriated Funds 4. Planning (EIR/EIS Certified) 5. Feasibility 6. Conceptual | Project receiving MWD funding? Recycled Water: - LRP/Non-LRP GW Recovery: - GRP/Non-GRP Seatwater Desal: - SDP/Non-SDP | Estimated Start of Operation | LRP Contract Expiration Date | Ultimate Yield (AFY) | Project Ramp-Up Period (Years Until Ultimate Yield) | 1. Potable Direct 2. Potable Indirect 3. Non-potable | 1. MI - Municipal & Industrial 2. AG - Agricultural 3. SWB - Seawater Barrier 4. GW - Groundwater Recharge | Address or Coordinates (Latitude and Longitude) | If integrating to MWD's system, specify point of connection | Total Capital Cost (2015 Dollars) | O&M Costs - $/AF (2015 Dollars) | Specify barriers that needed to be addressed to move the project forward (e.g., water quality, funding, public perception, system integration, permitting) | 2012 | 2013 | 2014 | 2015 | 2020 | 2025 | 2030 | 2035 | 2040
k118 | REC | Griffith Park and MCA/Universal/Griffith Park | Existing | Non-LRP | 1979 |  | 900 |  | Non-potable | MI | [5 empty] | 884.7107 | 993.1428 | 835.8196
k119 | REC | Griffith Park and MCA/Universal/MCA/Universal | Existing | Non-LRP | 1997 |  | 300 |  | Non-potable | MI | [5 empty] | 66.1134 | 132.5275 | 197.7265
k117 | REC | Hansen Area Water Recycling Project, Phase 1 | Existing | LRP | 2008 | 2033 | 2115 |  | Non-potable | MI | [5 empty] | 2191.9 | 464.3 | 1110.0969
k459 | REC | Harbor Water Recycling Project/Harbor Industrial Recycled Water Project | Existing | LRP | 2015 | 2040 | 9300 |  | Non-potable | MI
k115 | REC | Harbor Water Recycling Project | Existing | LRP | 2005 | 2030 | 50 |  | Non-potable | MI
k116 | REC | Harbor Water Recycling Project | Existing | LRP | 2005 | 2030 | 4550 |  | Potable Indirect | SW | [5 empty] | 8.1 | 3695.9795 | 2754.9913
k114 | REC | Sepulveda Basin Water Reclamation Project | Existing | LRP | 2007 | 2015 | 1500 |  | Non-potable | MI | [5 empty] | 1370.6 | 1598.5 | 1552.0327
k69 | REC | Sepulveda Basin Water Reclamation Project/Sepulveda Basin Water Recycling Project Phase IV | Existing | LRP | 2009 | 2029 | 445 |  | Non-potable | MI | [5 empty] | 268.1 | 241.7 | 264.0619
k70 | REC | Taylor Yard Park/Los Angeles Taylor Yard Park Water Recycling Project | Existing | LRP | 2009 | 2034 | 150 |  | Non-potable | MI | [5 empty] | 47.5 | 119.3 | 61.5599
k195 | REC | Van Nuys Area Water Recycling Project | Existing | LRP | 2010 | 2035 | 150 |  | Non-potable | MI | [5 empty] | 42.9 | 46 | 43.9924
k111 | REC | West Basin Water Reclamation Program/Edward C. Little Water Recycling Facility (ELWRF) Treatment Facility, Phase I-IV | Existing | LRP | 1997 | 2020 | 1000 |  | Non-potable | MI | [5 empty] | 865.67 | 945.56 | 860.0667
k113 | REC | Los Angeles Greenbelt Project | Existing | LRP | 1993 | 2008 | 900 |  | Non-potable | MI | [5 empty] | 1160.5725 | 1162.9913 | 1486.5147
k426 | REC | Griffith Park and MCA/Universal/South Griffith Park Recycled Water Project | Under Construction | LRP | 2015 | 2040 | 450 |  | Non-potable | MI
k101 | REC | Hansen Dam Golf Course Water Recycling Project | Under Construction | LRP | 2015 | 2040 | 500 |  | Non-potable | MI
k457 | REC | North Atwater, Chevy Chase Park, Los Feliz Water Recycling Project | Under Construction | LRP | 2015 | 2040 | 50 |  | Non-potable | MI
k291 | REC | West Basin Water Reclamation Program/Carson Regional Water Recycling Facility (CRWRF) Phase II Expansion Project | Full Design & Appropriated Funds | Non-LRP | 2014 |  | 9200 |  | Non-potable | MI
k98 | REC | Elysian Park Tank & Pumping Station Water Recycling Project | Feasibility | Non-LRP | ? |  | 400 |  | Non-potable | MI
k425 | REC | Garber Street Tank Water Recycling Project | Feasibility | Non-LRP | 2018 |  | 500 |  | Non-potable | MI
k103 | REC | LA Zoo Water Recycling Project | Feasibility | Non-LRP | 2017 |  | 85 |  | Non-potable | MI
k109 | REC | LA-Glendale Storage & Distribution System Water Recycling Project | Feasibility | Non-LRP | 2018 |  | 500 |  | Non-potable | MI
k102 | REC | LAX Cooling Towers | Feasibility | Non-LRP | 2017 |  | 240 |  | Non-potable | MI
k434 | REC | Los Angeles Greenbelt Project/Los Angeles Greenbelt Project Extension | Feasibility | Non-LRP | 2018 |  | 250 |  | Non-potable | MI
k100 | REC | Tillman Groundwater Replenishment System | Feasibility | Non-LRP | 2020 |  | 30000 |  | Potable Indirect | GW
k448 | REC | Water Recycling Small Pipeline Extension Projects | Feasibility | Non-LRP | 2015 |  | 1000 |  | Non-potable | MI
k444 | REC | Sepulveda Basin Water Reclamation Project/Sepulveda Basin Water Recycling Project Phase IV Expansion | Advanced Planning (EIR/EIS Certified) | Non-LRP | 2015 |  | 180 |  | Non-potable | MI
k431 | REC | LA Westside Title 22 | Conceptual | Non-LRP | 2030 |  | 5500 |  | Non-potable | MI
k97 | GWR | Tujunga Well Treatment | Advanced Planning (EIR/EIS Certified) | Non-GRP | 2014 |  | 24000 |  | Potable Direct | MI
k150 | SWD | Los Angeles Seawater Desalination Project | Conceptual | Non-SDP | ? |  | 28000 |  | Potable Direct | MI