## Instructions
Local Resources Inventory
Instructions
The purpose of this survey is to update the inventory of all local resources projects in Metropolitan's service area. This Inventory List will be used in
planning activities for Metropolitan's 2015 Integrated Water Resources Plan Update and the 2015 Regional Urban Water Management Plan.
The attached Local Resources Inventory List contains all recycling, groundwater recovery, and seawater desalination projects we have in our records.
Please review and update each project accordingly. The table below shows detailed descriptions of the information requested.
Add any projects that are not on the list.
Please submit your completed list to Mike Ti (mike_ti@mwdh2o.com) by May 4, 2015.
Column Headings |  | Comments
ID | MWD Tracking | Metropolitan internal project tracking ID.
Water Type | 1. GWR - GW Recovery 2. REC - Recycled 3. SWD - Desalination | Specify water types: GWR - groundwater recovery, REC - water recycling, and SWD - seawater desalination. (Groundwater recovery projects extract and treat groundwater making it usable by removing chemicals and/or high level of salts.)
Project Name | Project/Sub Project | Verify project names. Projects that receive MWD funding should be consistent with the Local Resources Program agreement.
Status | 1. Existing 2. Under Construction 3. Full Design & Appropriated Funds 4. Planning (EIR/EIS Certified) 5. Feasibility 6. Conceptual | Specify or update project status. This will help us understand the phase of the project.
Project Terms | Project receiving MWD funding? Recycled Water: - LRP/Non-LRP GW Recovery: - GRP/Non-GRP Seawater Desal: - SDP/Non-SDP | For projects that receive MWD funding, please indicate the funding program: 1) LRP - Local Resources Program for water recycling; 2) GRP - Groundwater Recovery Program for treating contaminated groundwater; and 3) SDP - Seawater Desalination Program for treating seawater for potable use.
| Estimated Start of Operation | Specify the year when the project produces water.
| LRP Contract Expiration Date | For projects that receive MWD funding, please specify agreement expiration date.
| Ultimate Yield (AFY) | Specify the annual ultimate yield of the project.
| Project Ramp-Up Period (Years Until Ultimate Yield) | Specify the ramp-up period in order for the project to produce at ultimate yield.
Project Use | 1. Potable Direct 2. Potable Indirect 3. Non-potable | Specify the project use: 1) Potable Direct is product water suitable for direct potable uses; 2) Potable Indirect is product water that requires retention time in a groundwater basin or reservoir before it is extracted for potable uses; and 3) Non-potable is product water for not for potable uses.
| 1. MI - Municipal & Industrial 2. AG - Agricultural 3. SWB - Seawater Barrier 4. GW - Groundwater Recharge | Specify end of product water.
Project Location and System Integration | Address or Coordinates (Latitude and Longitude) | Specify address or coordinates of the project.
| If integrating to MWD's system, specify point of connection | If planned project requires integration with MWD's distribution system, specify the point of connection(s).
Project Finance | Total Capital Cost (2015 Dollars) | Specify the total capital cost in 2015 dollars.
| O&M Costs - $/AF (2015 Dollars) | Specify the cost per acre-foot in 2015 dollars.
Project Barriers/Needs | Specify barriers that needed to be addressed to move the project forward (e.g., water quality, funding, public perception, system integration, permitting) | Specify barriers that needed to be addressed to move the project forward (e.g., water quality, funding, public perception, system integration, permitting).
History | 2012 | Historical production tracked by Metropolitan.
2013
2014
Forecast | 2015 | Provide projected annual production in acre-feet.
2020
2025
2030
2035
2040
Source: H:\Projects\IRP Update 2015\Recycling\Local Project Inventory List (4-9-2013).xlsm

## ProjectList
San Diego County Water Authority
Local Resources Inventory
Metropolitan's 2015 Integrated Water Resources Plan and Regional Urban Water Management Plan
1 | 2 | 3 | 4 | 5 | 6 | 7 | 8 | 9 | 10 | 11 | 12 | 13 | 14 | 15 | 16 | 17 | 18 | 19 | 20 | 21 | 22 | 23 | 24 | 25
ID | Water Type | Project Name | Status | Project Terms |  |  |  |  | Project Use |  | Project Location and System Integration |  | Project Finance |  | Project Barriers/Needs | History |  |  | Forecast
MWD Tracking | 1. GWR - GW Recovery 2. REC - Recycled 3. SWD - Desalination | Project/Sub Project | 1. Existing 2. Under Construction 3. Full Design & Appropriated Funds 4. Planning (EIR/EIS Certified) 5. Feasibility 6. Conceptual | Project receiving MWD funding? Recycled Water: - LRP/Non-LRP GW Recovery: - GRP/Non-GRP Seatwater Desal: - SDP/Non-SDP | Estimated Start of Operation | LRP Contract Expiration Date | Ultimate Yield (AFY) | Project Ramp-Up Period (Years Until Ultimate Yield) | 1. Potable Direct 2. Potable Indirect 3. Non-potable | 1. MI - Municipal & Industrial 2. AG - Agricultural 3. SWB - Seawater Barrier 4. GW - Groundwater Recharge | Address or Coordinates (Latitude and Longitude) | If integrating to MWD's system, specify point of connection | Total Capital Cost (2015 Dollars) | O&M Costs - $/AF (2015 Dollars) | Specify barriers that needed to be addressed to move the project forward (e.g., water quality, funding, public perception, system integration, permitting) | 2012 | 2013 | 2014 | 2015 | 2020 | 2025 | 2030 | 2035 | 2040
k251 | REC | Camp Pendleton | Existing | Non-LRP | 1997 |  | 1020 |  | Potable Indirect | GW | [5 empty] | 850.3 | 879.5 | 839.0533
k252 | REC | Camp Pendleton | Existing | Non-LRP | 1997 |  | 680 |  | Non-potable | MI | [5 empty] | 392.4 | 424.1 | 472.1791
k235 | REC | Carlsbad MWD Water Reclamation Program - Phases I and II | Existing | LRP | 2005 | 2019 | 5000 |  | Non-potable | MI |  |  | 50000000 | *500 |  | 4027.3 | 3978.8 | 4539.7 | 5000 | 5000 | 5000 | 5000 | 5000 | 5000
k223 | REC | Escondido Regional Reclaimed Water Project | Existing | LRP | 2004 | 2029 | 1908 |  | Non-potable | MI | [5 empty] | 401.4 | 565 | 614 | 614 | 650 | 650 | 650 | 650 | 650
| REC | Escondido Regional Reclaimed Water Project (Easterly Ag Distribution & MFRO with Mains and Brine) | Under Construction | LRP | 2017 | 2029 |  |  | Non-potable | AG |  |  | 56875000 |  |  | 0 | 0 | 0 | 945 | 2350 | 3000 | 3750 | 3750 | 3750
| REC | Escondido Regional Reclaimed Water Project (HARRF Upgrades) | Full Design & Appropriated Funds | Non-LRP | 2019 |  |  |  | Non-potable | AG/MI |  |  | 126300000 |  |  | 0 | 0 | 0 | 0 | 1380 | 1750 | 0 | 0 | 0 | **Additional capacity made available by project, over & above what goes to AG and IPR
| REC | Escondido Regional Potable Reuse Project | Planning | Non-LRP | 2025 |  | 5000 |  | Potable Indirect | MI |  |  | 98000000 |  |  | 0 | 0 | 0 | 0 | 0 | 4000 | 5000 | 5000 | 5000
k250 | REC | Fairbanks Ranch | Existing | Non-LRP | 1997 |  | 308 |  | Potable Indirect | GW | [5 empty] | 178.1 | 172.7 | 172.1667
k221 | REC | Fallbrook Reclamation Project/Fallbrook Public Utility District Water Reclamation Project | Existing | LRP | 1990 | 2015 | 1200 |  | Non-potable | MI | [5 empty] | 655.6 | 688.6 | 716.4333
k222 | REC | North City Water Reclamation Project | Existing | LRP | 1998 | 2023 | 7732 |  | Non-potable | MI | [5 empty] | 6069 | 6319.1999 | 6951.4333 | 9300 | 10350 | 10350 | 10350 | 10350 | 10350
k436 | REC | North City Water Reclamation Project/North City Water Reclamation Project - City of Poway | Existing | Non-LRP | 2009 |  | 750 |  | Non-potable | MI | [5 empty] | 400.9 | 423.6 | 443.8
k232 | REC | Oceanside IPR Project | Feasibility | Non-LRP | 2020 | 2025 | 2500 |  | Potable Indirect | GW |  |  | 40000000 |  | Permitting | 0 | 0 | 0 | 0 | 0 | 2500 | 2500 | 2500 | 2500
k211 | REC | Olivenhain Northwest Quadrant Recycled Water Project/Olivenhain Northwest Quadrant Recycled Water Project (Meadowlark WRF) (Vallecitos) | Existing | Non-LRP | 2009 |  | 1000 |  | Non-potable | MI | [5 empty] | 518 | 473.2 | 495.5 | 500 |  |  |  | 600 | 800
k234 | REC | Olivenhain Recycled Project - SE Quadrant/Olivenhain Recycled Project – Southeast Quadrant (4S Ranch WRF) | Existing | LRP | 2003 | 2023 | 1788 |  | Non-potable | MI | [5 empty] | 1315.9 | 1352.8 | 1323.4333 | 1500 |  |  |  | 1700 | 1788
k196 | REC | Olivenhain Recycled Project - SE Quadrant/Olivenhain Recycled Project (SE Quad) - RG San Diego | Existing | Non-LRP | 2009 |  | 1000 |  | Non-potable | MI | [5 empty] | 474.4 | 552.8 | 594.3333 | 650 |  |  |  | 800 | 800
k248 | REC | Olivenhain Recycled Project - SE Quadrant/Olivenhain Southeast Quadrant Recycled Water Project (Non-LRP) (Santa Fe Valley WRF) | Existing | Non-LRP | 2005 |  | 100 |  | Non-potable | MI | [8 empty] | 80 |  |  |  | 100 | 100
k233 | REC | Otay Recycled Water System/Otay Water Reclamation Project, Phase I/Otay Recycled Water System | Existing | LRP | 2005 | 2030 | 7500 |  | Non-potable | MI | [5 empty] | 4055.8 | 4390.6 | 4568.8 | 4700 | 5000 | 6000 | 7300 | 7300 | 7300
k449 | REC | Padre Dam Reclaimed Water System/Padre Dam MWD Recycled Water System (Non-LRP Floor) | Existing | Non-LRP | 1998 |  | 65 |  | Non-potable | MI | [5 empty] | 65 | 65 | 65
k224 | REC | Padre Dam Reclaimed Water System/Padre Dam Reclaimed Water System, Phase 1 | Existing | LRP | 1998 | 2023 | 850 |  | Non-potable | MI | [5 empty] | 842.7 | 791.3 | 896.3667
k247 | REC | Ramona MWD - San Vicente Water Pollution Control Facility/San Vincente Water Recycling Project | Existing | LRP | 2010 | 2034 | 340 |  | Non-potable | MI
k246 | REC | Ramona MWD - San Vicente Water Pollution Control Facility/San Vincente Water Recycling Project (Non-LRP) | Existing | Non-LRP | 1996 |  | 350 |  | Non-potable | AG | [5 empty] | 280.7 | 347.7 | 311.5333
k475 | REC | Ramona MWD - San Vicente Water Pollution Control Facility/San Vincente Water Recycling Project (Non-LRP) | Existing | Non-LRP | 2003 |  | 235 |  | Non-potable | MI | [5 empty] | 257.3 | 145.4 | 248.2333
k236 | REC | Ramona MWD - Santa Maria Water Reclamation Project/Santa Maria Water Reclamation Project | Existing | LRP | 1999 | 2024 | 400 |  | Non-potable | MI | [5 empty] | 172.3 | 194.8 | 197.4667
k249 | REC | Rancho Santa Fe Water Pollution Control Facility | Existing | Non-LRP | 1997 |  | 500 |  | Potable Indirect | GW | [5 empty] | 308.9 | 300.4 | 307.6
k241 | REC | Rincon del Diablo MWD Recycled Water Program/Rincon del Diablo MWD Recycled Water Program (Non-LRP) | Existing | Non-LRP | 2006 |  | 3426 |  | Non-potable | MI | [5 empty] | 1848.6 | 2855.9 | 1949.4
k388 | REC | Rincon del Diablo MWD Recycled Water Program/Rincon del Diablo Recycled Water Program | Existing | LRP (expired) | 2011 |  | 648 |  | Non-potable | MI | [5 empty] | 648 | 648 | 648
k237 | REC | San Diego Wild Animal Park | Existing | Non-LRP | 1997 |  | 168 |  | Non-potable | MI | [5 empty] | 48 | 51.2 | 51.2667
k226 | REC | San Elijo Water Reclamation System | Existing | LRP | 2000 | 2025 | 640 |  | Non-potable | AG | [5 empty] | 488.4 | 544.4 | 559.5
k225 | REC | San Elijo Water Reclamation System | Existing | LRP | 2000 | 2025 | 960 |  | Non-potable | MI | [5 empty] | 719.9 | 738.8 | 898.1333
k245 | REC | South Bay Water Reclamation Project | Existing | Non-LRP | 2006 |  | 1520 |  | Non-potable | MI | [5 empty] | 221.4 | 124.7 | 165.8667 | 930 | 850 | 850 | 850 | 850 | 850
k243 | REC | Whispering Palms | Existing | Non-LRP | 1997 |  | 269 |  | Non-potable | AG | [5 empty] | 258.6 | 208.9 | 117.2
k244 | REC | Whispering Palms | Existing | Non-LRP | 1997 |  | 179 |  | Potable Indirect | GW | [5 empty] | 49.8 | 156.4 | 229.3667
k423 | REC | Fallbrook Reclamation Project/Fallbrook Public Utility District Water Reclamation Project - Plant 1 | Feasibility | Non-LRP | 2015 |  | 196 |  | Non-potable | MI
k218 | REC | Olivenhain Joint RW Transmission Project with SFID and OMWD | Feasibility | Non-LRP | 2020 |  | 1200 |  | Non-potable | MI |  |  | 5000000 |  | Joint project with agency partners, Funding | 0 | 0 | 0 | 0 |  |  |  | 800 | 1200
k214 | REC | Otay WD - North District Recycled Water System | Feasibility | Non-LRP | 2025 |  | 4400 |  | Non-potable | MI | [10 empty] | 250 | 250 | 250 | 250
k205 | REC | Padre Dam Reclaimed Water System/Padre Dam MWD Recycled Water System Expansion from 2 mgd to 4 mgd, Phase 2 | Feasibility | Non-LRP | 2025 |  | 1343 |  | Non-potable | MI
k333 | REC | Ramona MWD - Santa Maria Water Reclamation Project/Santa Maria Water Reclamation Project | Feasibility | Non-LRP | 2015 |  | 3000 |  | Non-potable | MI
k446 | REC | Valley Center MWD - Wood Valley Water Recycling Facility/Valley Center MWD - Wood Valley Water Recycling Facility Phase II Expansion | Feasibility | Non-LRP | 2020 |  | 59 |  | Non-potable | MI
k492 | REC | Carlsbad MWD Water Reclamation Program - Phase III | Full Design & Appropriated Funds | Non-LRP | 2015 |  | 3314 |  | Non-potable | MI |  |  | 29500000 | *290 |  | 0 | 0 | 0 | 0 | 3314 | 3314 | 3314 | 3314 | 3314
k212 | REC | Olivenhain Northwest Quadrant Recycled Water Project/Olivenhain Northwest Quadrant Recycled Water Project, Phase B | Under Construction | Non-LRP | 2015 |  | 300 |  | Non-potable | MI |  |  | 8000000 | [5 empty] | 0 |  |  |  | 300 | 300
k202 | REC | Padre Dam Reclaimed Water System/Padre Dam MWD Recycled Water System Expansion from 2 mgd to 4 mgd, Phase 1 | Full Design & Appropriated Funds | Non-LRP | 2015 |  | 3489 |  | Non-potable | MI
k424 | REC | Fallbrook Reclamation Project/Fallbrook Public Utility District Water Reclamation Project - Plant 1 Expansion | Conceptual | Non-LRP | 2015 |  | 582 |  | Non-potable | MI | [8 empty] | 307.7616 | 393.5844 | 422.6174 | 440.5647 | 453.59 | 463.8199
k207 | REC | Olivenhain Wanket Reservoir RW Conversion | Conceptual | Non-LRP | 2020 |  | 200 |  | Non-potable | MI |  |  | 3000000 | [5 empty] | 0 | 158.64 | 202.8785 | 217.844 | 150 | 200
k197 | REC | Santa Fe ID Evaluating Multiple Options | Conceptual | Non-LRP | 2015 |  | 600 |  | Non-potable | MI | [8 empty] | 317.28 | 405.7571 | 435.6881 | 454.1904 | 467.6185 | 478.1648
k203 | REC | Shadowridge Reclaimed Water System | Conceptual | Non-LRP | 2025 |  | 4400 |  | Non-potable | MI | [10 empty] | 1576.08 | 2517.3988 | 2835.8383 | 3032.6872
k201 | REC | Valley Center - Welk WRF/Valley Center MWD - Welk WRF | Conceptual | Non-LRP | 2020 |  | 60 |  | Non-potable | MI | [9 empty] | 31.728 | 40.5757 | 43.5688 | 45.419 | 46.7619
k217 | REC | Valley Center MWD - Lilac Ranch WRF | Conceptual | Non-LRP | 2020 |  | 140 |  | Non-potable | MI | [9 empty] | 74.032 | 94.6767 | 101.6605 | 105.9778 | 109.111
k215 | REC | Valley Center MWD - Lower Moosa Canyon WRF | Existing | Non-LRP | 1974 |  | 492.8 |  | Potable Indirect | GW |  |  |  | 3000 |  | 335.5 | 345.6 | 340.0333 | 340 | 400 | 493 | 493 | 493 | 493
k213 | REC | Valley Center MWD - North Village WRF | Conceptual | Non-LRP | 2015 |  | 150 |  | Non-potable | MI | [8 empty] | 79.32 | 101.4393 | 108.922 | 113.5476 | 116.9046 | 119.5412
k447 | REC | Valley Center MWD - Wood Valley Water Recycling Facility/Valley Center MWD - Wood Valley Water Recycling Facility Phase III Expansion | Conceptual | Non-LRP | 2025 |  | 50 |  | Non-potable | MI | [10 empty] | 26.44 | 33.8131 | 36.3073 | 37.8492
k219 | GWR | Lower Sweetwater Desalter/Lower Sweetwater River Basin Groundwater Demineralization Project, Phase I | Existing | GRP | 2000 | 2020 | 4320 |  |  | MI | [5 empty] | 2923.9 | 3211.3 | 3118.1 | 3181.4844 | 3498.4066 | 3815.3288 | 4132.251 | 4320 | 4320
k220 | GWR | Oceanside Mission Basin Desalter/Oceanside Desalter Project/Oceanside (Mission Basin) Desalter Expansion Project | Existing | GRP | 2003 | 2023 | 7800 |  |  | MI | [5 empty] | 3703.9 | 4294.5 | 3541.1667 | 3648.7572 | 4186.7096 | 6477.1954 | 7015.1478 | 7553.1002 | 7800
k152 | GWR | Lower Sweetwater Desalter/Lower Sweetwater Desalter, Phase II | Full Design & Appropriated Funds | Non-GRP | 2017 |  | 5200 |  |  | MI | [9 empty] | 3630.8406 | 4326.6187 | 4705.7112 | 4967.7286 | 5168.1702
k189 | GWR | Rancho del Rey Well Desalination (Otay WD) | Advanced Planning (EIR/EIS Certified) | Non-GRP | 2025 |  | 500 |  | Potable Direct | MI | [10 empty] | 367.5286 | 424.7133 | 458.1641 | 481.8979
k187 | GWR | Mission Valley Brackish Groundwater Recovery Project (City of San Diego) | Feasibility | Non-GRP | 2025 |  | 1680 | [13 empty] | 840 | 1680 | 1680 | 1680
k68 | GWR | Oceanside Mission Basin Desalter/Oceanside Mission Basin Desalter Expansion/Seawater Recovery and Treatment | Feasibility | Non-GRP | 2025 |  | 5600 |  |  | MI | [10 empty] | 4756.7886 | 5131.4384 | 5397.2566 | 5600
k188 | GWR | Otay Mesa Lot 7 Well Desalination (Otay WD) | Feasibility | Non-GRP | 2025 |  | 400 |  | Potable Direct | MI | [10 empty] | 294.0229 | 339.7706 | 366.5313 | 385.5183
k186 | GWR | Middle Sweetwater River Basin Groundwater Well System (Capacity) (Otay WD) | Feasibility | Non-GRP | 2025 |  | 1000 |  | Potable Direct | MI | [10 empty] | 650.771 | 812.6079 | 892.7166 | 946.4113
k23 | GWR | San Diego Formation Well Field and Treatment Facility (City of San Diego) | Feasibility | Non-GRP | 2025 | [15 empty] | 800 | 1600 | 1600 | 1600
k337 | GWR | San Dieguito Reservoir Seepage Recovery Feasibility Study | Feasibility | Non-GRP | 2015 |  | 150 |  |  | MI | [8 empty] | 70.425 | 114.771 | 129.7729 | 139.0466 | 145.7769 | 150
k190 | GWR | San Paqual Brackish Groundwater Recovery Project (City of San Diego) | Feasibility | Non-GRP | 2016 |  | 1120 | [13 empty] | 1235 | 1427 | 1539 | 1619
k289 | GWR | San Vicente and El Capitan Municipal Supply Wells (City of San Diego) | Existing |  |  |  | 800 | [11 empty] | 500 | 500 | 500 | 500 | 500 | 500
k335 | GWR | Sweetwater Authority/Otay WD San Diego Formation Recovery (Otay Water District) | Feasibility | Non-GRP | 2025 |  | 3900 |  | Potable Direct | MI | [10 empty] | 1831.05 | 2984.0472 | 3374.0956 | 3615.2108
k338 | GWR | San Dieguito River Basin Brackish GW Recovery and Treatment (Olivenhain MWD) | Conceptual | Non-GRP | 2015 |  | 1500 |  |  | MI |  |  | 18000000 | [5 empty] | 234.75 | 382.5702 | 432.5764 | 463.4886 | 485.9231 | 500
k318 | SWD | Carlsbad Seawater Desalination Project | Under Construction | SDP | 2015 |  | 56000 |  | Potable Direct | MI | [8 empty] | 56000 | 56000 | 56000 | 56000 | 56000 | 56000
k321 | SWD | Camp Pendleton Seawater Desalination Project | Conceptual | Non-SDP | 2035 |  | 56000 |  | Potable Direct | MI | [9 empty] | - | - | - | 56000 | 56000
k322 | SWD | Rosarito Beach Seawater Desalination Feasibility Study (Otay WD) | Feasibility | Non-SDP | 2025 |  | 28000 |  | Potable Direct | MI |  |  | $30M | [7 empty] | 28000 | 28000 | 28000 | 28000
| REC | PURE Water | Preliminary Design | LRP | 2023 |  | 92960 |  | Potable Direct | MI | [10 empty] | 16800 | 33600 | 92960 | 92960 |  | 0 | 0 | 0 | 56000 | 56000 | 56000 | 56000 | 56000 | 56000 | 56000 | 56000 | 56000 | 56000 | 56000 | 56000 | 56000 | 56000 | 56000 | 56000 | 56000 | 56000 | 56000 | 56000 | 56000 | 56000 | 56000 | 56000 | 56000 | 56000 | 56000 | 56000 | 56000 | 56000 | 56000 | 56000 | 56000
k238 | REC | Valley Center MWD - Lower Moosa Canyon WRF | Existing | Non-LRP | 1974 |  | 492.8 |  | Potable Indirect | GW |  |  |  | 3000 |  | 335.5 | 345.6 | 340.0333 | 340 | 400 | 493 | 493 | 493 | 493
k242 | REC | Valley Center MWD - Woods Valley Ranch WRF | Existing | Non-LRP | 2005 |  | 84 |  | Non-potable | MI |  |  |  | 4000 |  | 47 | 45.5 | 45.8 | 46 | 60 | 84 | 84 | 84 | 84
k446 | REC | Valley Center MWD - Woods Valley Ranch WRF Phase 2 Expansion | Under Construction | Non-LRP | 2020 |  | 196.224 |  | Non-potable | MI |  |  | 17240000 | 4600 | [5 empty] | 26 | 86 | 146 | 196 | 196
k201 | REC | Valley Center MWD - Welk WRF | Conceptual | Non-LRP | 2025 |  | 84 |  | Non-potable | MI |  |  | 3750000 | 3000 | [5 empty] | 84 | 84 | 84 | 84 | 84
k215 | REC | Valley Center MWD - Lower Moosa Canyon WRF/AWT Upgrade and Expansion | Conceptual | Non-LRP | 2020 |  | 280 |  | Non-potable | MI, AG |  |  | 20000000 | 5100 | [6 empty] | 70 | 140 | 210 | 280
k447 | REC | Valley Center MWD - Woods Valley Ranch WRF Phase 3 Expansion | Conceptual | Non-LRP | 2020 |  | 179.2 |  | Non-potable | MI, AG |  |  | 7500000 | 3400 | [6 empty] | 60 | 120 | 179 | 179
k197 | REC | Santa Fe ID Eastern Service Area Recycled Water Project (Revised title and information) | Feasibility | Non-LRP | 2025 |  | 689 |  | Non-potable | MI |  |  | 18800000 | 967 | Feasibility study completed. Funding, permitting, on-site retrofits | [5 empty] | 689 | 689 | 689 | 689
| REC | Santa Fe ID Western Service Area Recycled Water System Expansion Project | Feasibility | Non-LRP | 2020 |  | 111 |  | Non-potable | MI |  |  | 2900000 | 1500 | Funding, on-site retrofits | [5 empty] | 111 | 111 | 111 | 111
| REC | Santa Fe ID Advanced Water Purification Project | Conceptual | Non-LRP | 2030 |  | 1100 |  | Potable Indirect | MI |  |  |  |  | Permitting, Funding | [7 empty] | 1100 | 1100
k337 | GWR | San Dieguito Reservoir Seepage Recovery Feasibility Study (Omit this project - Study complete and yield did not warrant construction) | Feasibility | Non-GRP | 2015 |  | 150 |  |  | MI | [8 empty] | 70.425 | 114.771 | 129.7729 | 139.0466 | 145.7769 | 150
k250 | REC | Fairbanks Ranch | Existing | Non-LRP | 1997 |  | 308 |  | Potable Indirect | GW | [5 empty] | 178.1 | 172.7 | 172.1667
k243 | REC | Whispering Palms | Existing | Non-LRP | 1997 |  | 269 |  | Non-potable | AG | [5 empty] | 258.6 | 208.9 | 117.2
k244 | REC | Whispering Palms | Existing | Non-LRP | 1997 |  | 179 |  | Potable Indirect | GW | [5 empty] | 49.8 | 156.4 | 229.3667
k218 | REC | Olivenhain Joint RW Transmission Project with SFID and OMWD | Feasibility | Non-LRP | 2020 |  | 1200 |  | Non-potable | MI |  |  | 5000000 |  | Joint project with agency partners, Funding | 0 | 0 | 0 | 0 |  |  |  | 800 | 1200
MWD Tracking | 1. GWR - GW Recovery 2. REC - Recycled 3. SWD - Desalination | Project/Sub Project | 1. Existing 2. Under Construction 3. Full Design & Appropriated Funds 4. Planning (EIR/EIS Certified) 5. Feasibility 6. Conceptual | Project receiving MWD funding? Recycled Water: - LRP/Non-LRP GW Recovery: - GRP/Non-GRP Seatwater Desal: - SDP/Non-SDP | Estimated Start of Operation | LRP Contract Expiration Date | Ultimate Yield (AFY) | Project Ramp-Up Period (Years Until Ultimate Yield) | 1. Potable Direct 2. Potable Indirect 3. Non-potable | 1. MI - Municipal & Industrial 2. AG - Agricultural 3. SWB - Seawater Barrier 4. GW - Groundwater Recharge | Address or Coordinates (Latitude and Longitude) | If integrating to MWD's system, specify point of connection | Total Capital Cost (2015 Dollars) | O&M Costs - $/AF (2015 Dollars) | Specify barriers that needed to be addressed to move the project forward (e.g., water quality, funding, public perception, system integration, permitting) | 2012 | 2013 | 2014 | 2015 | 2020 | 2025 | 2030 | 2035 | 2040
k251 | REC | Camp Pendleton | Existing | Non-LRP | 1997 |  | 1020 |  | Potable Indirect | GW | [5 empty] | 850.3 | 879.5 | 839.0533
k252 | REC | Camp Pendleton | Existing | Non-LRP | 1997 |  | 680 |  | Non-potable | MI | [5 empty] | 392.4 | 424.1 | 472.1791
k235 | REC | Carlsbad MWD Encina Basin Water Reclamation Program - Phases I and II/Encina Basin Water Reclamation Program - Phase I and II | Existing | LRP | 2005 | 2019 | 5000 |  | Non-potable | MI |  |  | 50000000 | *500 |  | 4027.3 | 3978.8 | 4539.7 | 5000 | 5000 | 5000 | 5000 | 5000 | 5000
k223 | REC | Escondido Regional Reclaimed Water Project | Existing | LRP | 2004 | 2029 | 1908 |  | Non-potable | MI | [5 empty] | 401.4 | 565 | 614 | 614 | 650 | 650 | 650 | 650 | 650
| REC | Escondido Regional Reclaimed Water Project (Easterly Ag Distribution & MFRO with Mains and Brine) | Under Construction | LRP | 2017 | 2029 |  |  | Non-potable | AG |  |  | 56875000 |  |  | 0 | 0 | 0 | 945 | 2350 | 3000 | 3750 | 3750 | 3750
| REC | Escondido Regional Reclaimed Water Project (HARRF Upgrades) | Full Design & Appropriated Funds | Non-LRP | 2019 |  |  |  | Non-potable | AG/MI |  |  | 126300000 |  |  | 0 | 0 | 0 | 0 | 1380 | 1750 | 0 | 0 | 0 | **Additional capacity made available by project, over & above what goes to AG and IPR
| REC | Escondido Regional Potable Reuse Project | Planning | Non-LRP | 2025 |  | 5000 |  | Potable Indirect | MI |  |  | 98000000 |  |  | 0 | 0 | 0 | 0 | 0 | 4000 | 5000 | 5000 | 5000
k250 | REC | Fairbanks Ranch | Existing | Non-LRP | 1997 |  | 308 |  | Potable Indirect | GW | [5 empty] | 178.1 | 172.7 | 172.1667
k221 | REC | Fallbrook Reclamation Project/Fallbrook Public Utility District Water Reclamation Project | Existing | LRP | 1990 | 2015 | 1200 |  | Non-potable | MI | [5 empty] | 655.6 | 688.6 | 716.4333
k222 | REC | North City Water Reclamation Project | Existing | LRP | 1998 | 2023 | 11000 |  | Non-potable | MI | [5 empty] | 6069 | 6319.1999 | 6951.4333 | 9300 | 10350 | 10350 | 10350 | 10350 | 10350
k436 | REC | North City Water Reclamation Project/North City Water Reclamation Project - City of Poway | Existing | Non-LRP | 2009 |  | 750 |  | Non-potable | MI | [5 empty] | 400.9 | 423.6 | 443.8
k232 | REC | Oceanside IPR Project | Feasibility | Non-LRP | 2020 | 2025 | 2500 |  | Potable Indirect | GW |  |  | 40000000 |  | Permitting | 0 | 0 | 0 | 0 | 0 | 2500 | 2500 | 2500 | 2500
k211 | REC | Olivenhain Northwest Quadrant Recycled Water Project/Olivenhain Northwest Quadrant Recycled Water Project (Meadowlark WRF) (Vallecitos) | Existing | Non-LRP | 2009 |  | 1000 |  | Non-potable | MI | [5 empty] | 518 | 473.2 | 495.5 | 500 |  |  |  | 600 | 800
k234 | REC | Olivenhain Recycled Project - SE Quadrant/Olivenhain Recycled Project – Southeast Quadrant (4S Ranch WRF) | Existing | LRP | 2003 | 2023 | 1788 |  | Non-potable | MI | [5 empty] | 1315.9 | 1352.8 | 1323.4333 | 1500 |  |  |  | 1700 | 1788
k196 | REC | Olivenhain Recycled Project - SE Quadrant/Olivenhain Recycled Project (SE Quad) - RG San Diego | Existing | Non-LRP | 2009 |  | 1000 |  | Non-potable | MI | [5 empty] | 474.4 | 552.8 | 594.3333 | 650 |  |  |  | 800 | 800
k248 | REC | Olivenhain Recycled Project - SE Quadrant/Olivenhain Southeast Quadrant Recycled Water Project (Non-LRP) (Santa Fe Valley WRF) | Existing | Non-LRP | 2005 |  | 100 |  | Non-potable | MI | [8 empty] | 80 |  |  |  | 100 | 100
k233 | REC | Otay Recycled Water System/Otay Water Reclamation Project, Phase I/Otay Recycled Water System | Existing | LRP | 2005 | 2030 | 7500 |  | Non-potable | MI | [5 empty] | 4055.8 | 4390.6 | 4568.8 | 4700 | 5000 | 6000 | 7300 | 7300 | 7300
k449 | REC | Padre Dam Reclaimed Water System/Padre Dam MWD Recycled Water System (Non-LRP Floor) | Existing | Non-LRP | 1998 |  | 65 |  | Non-potable | MI | [5 empty] | 65 | 65 | 65
k224 | REC | Padre Dam Reclaimed Water System/Padre Dam Reclaimed Water System, Phase 1 | Existing | LRP | 1998 | 2023 | 850 |  | Non-potable | MI | [5 empty] | 842.7 | 791.3 | 896.3667
k247 | REC | Ramona MWD - San Vicente Water Pollution Control Facility/San Vincente Water Recycling Project | Existing | LRP | 2010 | 2034 | 340 |  | Non-potable | MI
k246 | REC | Ramona MWD - San Vicente Water Pollution Control Facility/San Vincente Water Recycling Project (Non-LRP) | Existing | Non-LRP | 1996 |  | 350 |  | Non-potable | AG | [5 empty] | 280.7 | 347.7 | 311.5333
k475 | REC | Ramona MWD - San Vicente Water Pollution Control Facility/San Vincente Water Recycling Project (Non-LRP) | Existing | Non-LRP | 2003 |  | 235 |  | Non-potable | MI | [5 empty] | 257.3 | 145.4 | 248.2333
k236 | REC | Ramona MWD - Santa Maria Water Reclamation Project/Santa Maria Water Reclamation Project | Existing | LRP | 1999 | 2024 | 400 |  | Non-potable | MI | [5 empty] | 172.3 | 194.8 | 197.4667
k249 | REC | Rancho Santa Fe Water Pollution Control Facility | Existing | Non-LRP | 1997 |  | 500 |  | Potable Indirect | GW | [5 empty] | 308.9 | 300.4 | 307.6
k241 | REC | Rincon del Diablo MWD Recycled Water Program/Rincon del Diablo MWD Recycled Water Program (Non-LRP) | Existing | Non-LRP | 2006 |  | 3426 |  | Non-potable | MI | [5 empty] | 1848.6 | 2855.9 | 1949.4
k388 | REC | Rincon del Diablo MWD Recycled Water Program/Rincon del Diablo Recycled Water Program | Existing | LRP (expired) | 2011 |  | 648 |  | Non-potable | MI | [5 empty] | 648 | 648 | 648
k237 | REC | San Diego Wild Animal Park | Existing | Non-LRP | 1997 |  | 168 |  | Non-potable | MI | [5 empty] | 48 | 51.2 | 51.2667
k226 | REC | San Elijo Water Reclamation System | Existing | LRP | 2000 | 2025 | 640 |  | Non-potable | AG | [5 empty] | 488.4 | 544.4 | 559.5
k225 | REC | San Elijo Water Reclamation System | Existing | LRP | 2000 | 2025 | 960 |  | Non-potable | MI | [5 empty] | 719.9 | 738.8 | 898.1333
k245 | REC | South Bay Water Reclamation Project | Existing | Non-LRP | 2006 |  | 1520 |  | Non-potable | MI | [5 empty] | 221.4 | 124.7 | 165.8667 | 500 | 850 | 850 | 850 | 850 | 850
k238 | REC | Valley Center MWD - Lower Moosa Canyon/Valley Center - Lower Moosa Canyon | Existing | Non-LRP | 1997 |  | 476 |  | Potable Indirect | GW | [5 empty] | 335.5 | 345.6 | 340.0333
k242 | REC | Valley Center MWD - Woods Valley Ranch | Existing | Non-LRP | 2005 |  | 300 |  | Non-potable | MI | [5 empty] | 47 | 45.5 | 45.8
k243 | REC | Whispering Palms | Existing | Non-LRP | 1997 |  | 269 |  | Non-potable | AG | [5 empty] | 258.6 | 208.9 | 117.2
k244 | REC | Whispering Palms | Existing | Non-LRP | 1997 |  | 179 |  | Potable Indirect | GW | [5 empty] | 49.8 | 156.4 | 229.3667
k423 | REC | Fallbrook Reclamation Project/Fallbrook Public Utility District Water Reclamation Project - Plant 1 | Feasibility | Non-LRP | 2015 |  | 196 |  | Non-potable | MI
k218 | REC | Olivenhain Joint RW Transmission Project with SFID and OMWD | Feasibility | Non-LRP | 2020 |  | 1200 |  | Non-potable | MI |  |  | 5000000 |  | Joint project with agency partners, Funding | 0 | 0 | 0 | 0 |  |  |  | 800 | 1200
k214 | REC | Otay WD - North District Recycled Water System | Feasibility | Non-LRP | 2025 |  | 4400 |  | Non-potable | MI | [10 empty] | 250 | 250 | 250 | 250
k205 | REC | Padre Dam Reclaimed Water System/Padre Dam MWD Recycled Water System Expansion from 2 mgd to 4 mgd, Phase 2 | Feasibility | Non-LRP | 2025 |  | 1343 |  | Non-potable | MI
k333 | REC | Ramona MWD - Santa Maria Water Reclamation Project/Santa Maria Water Reclamation Project | Feasibility | Non-LRP | 2015 |  | 3000 |  | Non-potable | MI
k446 | REC | Valley Center MWD - Wood Valley Water Recycling Facility/Valley Center MWD - Wood Valley Water Recycling Facility Phase II Expansion | Feasibility | Non-LRP | 2020 |  | 59 |  | Non-potable | MI
k492 | REC | Carlsbad MWD Encina Basin Water Reclamation Program - Phases I and II/Encina Basin Water Reclamation Program - Phase III | Full Design & Appropriated Funds | Non-LRP | 2015 |  | 3314 |  | Non-potable | MI |  |  | 29500000 | *290 |  | 0 | 0 | 0 | 0 | 3314 | 3314 | 3314 | 3314 | 3314
k212 | REC | Olivenhain Northwest Quadrant Recycled Water Project/Olivenhain Northwest Quadrant Recycled Water Project, Phase B | Under Construction | Non-LRP | 2015 |  | 300 |  | Non-potable | MI |  |  | 8000000 | [5 empty] | 0 |  |  |  | 300 | 300
k202 | REC | Padre Dam Reclaimed Water System/Padre Dam MWD Recycled Water System Expansion from 2 mgd to 4 mgd, Phase 1 | Full Design & Appropriated Funds | Non-LRP | 2015 |  | 3489 |  | Non-potable | MI
k424 | REC | Fallbrook Reclamation Project/Fallbrook Public Utility District Water Reclamation Project - Plant 1 Expansion | Conceptual | Non-LRP | 2015 |  | 582 |  | Non-potable | MI | [8 empty] | 307.7616 | 393.5844 | 422.6174 | 440.5647 | 453.59 | 463.8199
k207 | REC | Olivenhain Wanket Reservoir RW Conversion | Conceptual | Non-LRP | 2020 |  | 200 |  | Non-potable | MI |  |  | 3000000 | [5 empty] | 0 | 158.64 | 202.8785 | 217.844 | 150 | 200
k197 | REC | Santa Fe ID Evaluating Multiple Options | Conceptual | Non-LRP | 2015 |  | 600 |  | Non-potable | MI | [8 empty] | 317.28 | 405.7571 | 435.6881 | 454.1904 | 467.6185 | 478.1648
k203 | REC | Shadowridge Reclaimed Water System | Conceptual | Non-LRP | 2025 |  | 4400 |  | Non-potable | MI | [10 empty] | 1576.08 | 2517.3988 | 2835.8383 | 3032.6872
k201 | REC | Valley Center - Welk WRF/Valley Center MWD - Welk WRF | Conceptual | Non-LRP | 2020 |  | 60 |  | Non-potable | MI | [9 empty] | 31.728 | 40.5757 | 43.5688 | 45.419 | 46.7619
k217 | REC | Valley Center MWD - Lilac Ranch WRF | Conceptual | Non-LRP | 2020 |  | 140 |  | Non-potable | MI | [9 empty] | 74.032 | 94.6767 | 101.6605 | 105.9778 | 109.111
k215 | REC | Valley Center MWD - Lower Moosa Canyon/Lower Moosa Canyon WRF - AWT Upgrade | Conceptual | Non-LRP | 2015 |  | 700 |  | Non-potable | MI | [8 empty] | 370.16 | 473.3833 | 508.3027 | 529.8888 | 545.5549 | 557.8589
k213 | REC | Valley Center MWD - North Village WRF | Conceptual | Non-LRP | 2015 |  | 150 |  | Non-potable | MI | [8 empty] | 79.32 | 101.4393 | 108.922 | 113.5476 | 116.9046 | 119.5412
k447 | REC | Valley Center MWD - Wood Valley Water Recycling Facility/Valley Center MWD - Wood Valley Water Recycling Facility Phase III Expansion | Conceptual | Non-LRP | 2025 |  | 50 |  | Non-potable | MI | [10 empty] | 26.44 | 33.8131 | 36.3073 | 37.8492
k219 | GWR | Lower Sweetwater Desalter/Lower Sweetwater River Basin Groundwater Demineralization Project, Phase I | Existing | GRP | 2000 | 2020 | 4320 |  |  | MI | [5 empty] | 2923.9 | 3211.3 | 3118.1 | 3181.4844 | 3498.4066 | 3815.3288 | 4132.251 | 4320 | 4320
k220 | GWR | Oceanside Mission Basin Desalter/Oceanside Desalter Project/Oceanside (Mission Basin) Desalter Expansion Project | Existing | GRP | 2003 | 2023 | 7800 |  |  | MI | [5 empty] | 3703.9 | 4294.5 | 3541.1667 | 3648.7572 | 4186.7096 | 6477.1954 | 7015.1478 | 7553.1002 | 7800
k152 | GWR | Lower Sweetwater Desalter/Lower Sweetwater Desalter, Phase II | Full Design & Appropriated Funds | Non-GRP | 2017 |  | 5200 |  |  | MI | [9 empty] | 3630.8406 | 4326.6187 | 4705.7112 | 4967.7286 | 5168.1702
k189 | GWR | Rancho del Rey Well Desalination (Otay WD) | Advanced Planning (EIR/EIS Certified) | Non-GRP | 2025 |  | 500 |  | Potable Direct | MI | [10 empty] | 367.5286 | 424.7133 | 458.1641 | 481.8979
k187 | GWR | Mission Valley Brackish Groundwater Recovery Project (City of San Diego) | Feasibility | Non-GRP | 2025 |  | 1680 | [13 empty] | 840 | 1680 | 1680 | 1680
k68 | GWR | Oceanside Mission Basin Desalter/Oceanside Mission Basin Desalter Expansion/Seawater Recovery and Treatment | Feasibility | Non-GRP | 2025 |  | 5600 |  |  | MI | [10 empty] | 4756.7886 | 5131.4384 | 5397.2566 | 5600
k188 | GWR | Otay Mesa Lot 7 Well Desalination (Otay WD) | Feasibility | Non-GRP | 2025 |  | 400 |  | Potable Direct | MI | [10 empty] | 294.0229 | 339.7706 | 366.5313 | 385.5183
k186 | GWR | Middle Sweetwater River Basin Groundwater Well System (Capacity) (Otay WD) | Feasibility | Non-GRP | 2025 |  | 1000 |  | Potable Direct | MI | [10 empty] | 650.771 | 812.6079 | 892.7166 | 946.4113
k23 | GWR | San Diego Formation Well Field and Treatment Facility (City of San Diego) | Feasibility | Non-GRP | 2025 | [15 empty] | 800 | 1600 | 1600 | 1600
k337 | GWR | San Dieguito Reservoir Seepage Recovery Feasibility Study | Feasibility | Non-GRP | 2015 |  | 150 |  |  | MI | [8 empty] | 70.425 | 114.771 | 129.7729 | 139.0466 | 145.7769 | 150
k190 | GWR | San Paqual Brackish Groundwater Recovery Project (City of San Diego) | Feasibility | Non-GRP | 2016 |  | 1619 | [13 empty] | 1235 | 1427 | 1539 | 1619
k289 | GWR | San Vicente and El Capitan Municipal Supply Wells (City of San Diego) | Existing |  |  |  | 500 | [11 empty] | 500 | 500 | 500 | 500 | 500 | 500
k335 | GWR | Sweetwater Authority/Otay WD San Diego Formation Recovery (Otay Water District) | Feasibility | Non-GRP | 2025 |  | 3900 |  | Potable Direct | MI | [10 empty] | 1831.05 | 2984.0472 | 3374.0956 | 3615.2108
k338 | GWR | San Dieguito River Basin Brackish GW Recovery and Treatment (Olivenhain MWD) | Conceptual | Non-GRP | 2015 |  | 1500 |  |  | MI |  |  | 18000000 | [5 empty] | 234.75 | 382.5702 | 432.5764 | 463.4886 | 485.9231 | 500
k318 | SWD | Carlsbad Seawater Desalination Project | Under Construction | SDP | 2015 |  | 56000 |  |  | MI | [8 empty] | 56000 | 56000 | 56000 | 56000 | 56000 | 56000
k321 | SWD | Camp Pendleton Seawater Desalination Project | Conceptual | Non-SDP | 2035 |  | 56000 |  |  | MI | [9 empty] | - | - | - | 56000 | 56000
k322 | SWD | Rosarito Beach Seawater Desalination Feasibility Study (Otay WD) | Feasibility | Non-SDP | 2025 |  | 28000 |  | Potable Direct | MI |  |  | $30M | [7 empty] | 28000 | 28000 | 28000 | 28000
| REC | PURE Water | Preliminary Design | LRP | 2023 |  | 92960 |  |  | MI | [10 empty] | 16800 | 33600 | 92960 | 92960 |  | 0 | 0 | 0 | 56000 | 56000 | 56000 | 56000 | 56000 | 56000 | 56000 | 56000 | 56000 | 56000 | 56000 | 56000 | 56000 | 56000 | 56000 | 56000 | 56000 | 56000 | 56000 | 56000 | 56000 | 56000 | 56000 | 56000 | 56000 | 56000 | 56000 | 56000 | 56000 | 56000 | 56000 | 56000 | 56000
MWD Tracking | 1. GWR - GW Recovery 2. REC - Recycled 3. SWD - Desalination | Project/Sub Project | 1. Existing 2. Under Construction 3. Full Design & Appropriated Funds 4. Planning (EIR/EIS Certified) 5. Feasibility 6. Conceptual | Project receiving MWD funding? Recycled Water: - LRP/Non-LRP GW Recovery: - GRP/Non-GRP Seatwater Desal: - SDP/Non-SDP | Estimated Start of Operation | LRP Contract Expiration Date | Ultimate Yield (AFY) | Project Ramp-Up Period (Years Until Ultimate Yield) | 1. Potable Direct 2. Potable Indirect 3. Non-potable | 1. MI - Municipal & Industrial 2. AG - Agricultural 3. SWB - Seawater Barrier 4. GW - Groundwater Recharge | Address or Coordinates (Latitude and Longitude) | If integrating to MWD's system, specify point of connection | Total Capital Cost (2015 Dollars) | O&M Costs - $/AF (2015 Dollars) | Specify barriers that needed to be addressed to move the project forward (e.g., water quality, funding, public perception, system integration, permitting) | 2012 | 2013 | 2014 | 2015 | 2020 | 2025 | 2030 | 2035 | 2040
TRUE | TRUE | TRUE | TRUE | TRUE | TRUE | TRUE | TRUE | TRUE | TRUE | TRUE | TRUE |  |  |  |  | 850.3 | 879.5 | 839.0533
TRUE | TRUE | TRUE | TRUE | TRUE | TRUE | TRUE | TRUE | TRUE | TRUE | TRUE | TRUE |  |  |  |  | 392.4 | 424.1 | 472.1791
TRUE | TRUE | FALSE | TRUE | TRUE | TRUE | TRUE | TRUE | TRUE | TRUE | TRUE | TRUE |  | 50000000 | *500 |  | 4027.3 | 3978.8 | 4539.7 | 5000 | 5000 | 5000 | 5000 | 5000 | 5000
TRUE | TRUE | TRUE | TRUE | TRUE | TRUE | TRUE | TRUE | TRUE | TRUE | TRUE | TRUE |  |  |  |  | 401.4 | 565 | 614 | 614 | 650 | 650 | 650 | 650 | 650
TRUE | TRUE | TRUE | TRUE | TRUE | TRUE | TRUE | TRUE | TRUE | TRUE | TRUE | TRUE |  | 56875000 |  |  | 0 | 0 | 0 | 945 | 2350 | 3000 | 3750 | 3750 | 3750
TRUE | TRUE | TRUE | TRUE | TRUE | TRUE | TRUE | TRUE | TRUE | TRUE | TRUE | TRUE |  | 126300000 |  |  | 0 | 0 | 0 | 0 | 1380 | 1750 | 0 | 0 | 0 | **Additional capacity made available by project, over & above what goes to AG and IPR
TRUE | TRUE | TRUE | TRUE | TRUE | TRUE | TRUE | TRUE | TRUE | TRUE | TRUE | TRUE |  | 98000000 |  |  | 0 | 0 | 0 | 0 | 0 | 4000 | 5000 | 5000 | 5000
TRUE | TRUE | TRUE | TRUE | TRUE | TRUE | TRUE | TRUE | TRUE | TRUE | TRUE | TRUE |  |  |  |  | 178.1 | 172.7 | 172.1667
TRUE | TRUE | TRUE | TRUE | TRUE | TRUE | TRUE | TRUE | TRUE | TRUE | TRUE | TRUE |  |  |  |  | 655.6 | 688.6 | 716.4333
TRUE | TRUE | TRUE | TRUE | TRUE | TRUE | TRUE | FALSE | TRUE | TRUE | TRUE | TRUE |  |  |  |  | 6069 | 6319.1999 | 6951.4333 | 9300 | 10350 | 10350 | 10350 | 10350 | 10350
TRUE | TRUE | TRUE | TRUE | TRUE | TRUE | TRUE | TRUE | TRUE | TRUE | TRUE | TRUE |  |  |  |  | 400.9 | 423.6 | 443.8
TRUE | TRUE | TRUE | TRUE | TRUE | TRUE | TRUE | TRUE | TRUE | TRUE | TRUE | TRUE |  | 40000000 |  | Permitting | 0 | 0 | 0 | 0 | 0 | 2500 | 2500 | 2500 | 2500
TRUE | TRUE | TRUE | TRUE | TRUE | TRUE | TRUE | TRUE | TRUE | TRUE | TRUE | TRUE |  |  |  |  | 518 | 473.2 | 495.5 | 500 |  |  |  | 600 | 800
TRUE | TRUE | TRUE | TRUE | TRUE | TRUE | TRUE | TRUE | TRUE | TRUE | TRUE | TRUE |  |  |  |  | 1315.9 | 1352.8 | 1323.4333 | 1500 |  |  |  | 1700 | 1788
TRUE | TRUE | TRUE | TRUE | TRUE | TRUE | TRUE | TRUE | TRUE | TRUE | TRUE | TRUE |  |  |  |  | 474.4 | 552.8 | 594.3333 | 650 |  |  |  | 800 | 800
TRUE | TRUE | TRUE | TRUE | TRUE | TRUE | TRUE | TRUE | TRUE | TRUE | TRUE | TRUE | [7 empty] | 80 |  |  |  | 100 | 100
TRUE | TRUE | TRUE | TRUE | TRUE | TRUE | TRUE | TRUE | TRUE | TRUE | TRUE | TRUE |  |  |  |  | 4055.8 | 4390.6 | 4568.8 | 4700 | 5000 | 6000 | 7300 | 7300 | 7300
TRUE | TRUE | TRUE | TRUE | TRUE | TRUE | TRUE | TRUE | TRUE | TRUE | TRUE | TRUE |  |  |  |  | 65 | 65 | 65
TRUE | TRUE | TRUE | TRUE | TRUE | TRUE | TRUE | TRUE | TRUE | TRUE | TRUE | TRUE |  |  |  |  | 842.7 | 791.3 | 896.3667
TRUE | TRUE | TRUE | TRUE | TRUE | TRUE | TRUE | TRUE | TRUE | TRUE | TRUE | TRUE
TRUE | TRUE | TRUE | TRUE | TRUE | TRUE | TRUE | TRUE | TRUE | TRUE | TRUE | TRUE |  |  |  |  | 280.7 | 347.7 | 311.5333
TRUE | TRUE | TRUE | TRUE | TRUE | TRUE | TRUE | TRUE | TRUE | TRUE | TRUE | TRUE |  |  |  |  | 257.3 | 145.4 | 248.2333
TRUE | TRUE | TRUE | TRUE | TRUE | TRUE | TRUE | TRUE | TRUE | TRUE | TRUE | TRUE |  |  |  |  | 172.3 | 194.8 | 197.4667
TRUE | TRUE | TRUE | TRUE | TRUE | TRUE | TRUE | TRUE | TRUE | TRUE | TRUE | TRUE |  |  |  |  | 308.9 | 300.4 | 307.6
TRUE | TRUE | TRUE | TRUE | TRUE | TRUE | TRUE | TRUE | TRUE | TRUE | TRUE | TRUE |  |  |  |  | 1848.6 | 2855.9 | 1949.4
TRUE | TRUE | TRUE | TRUE | TRUE | TRUE | TRUE | TRUE | TRUE | TRUE | TRUE | TRUE |  |  |  |  | 648 | 648 | 648
TRUE | TRUE | TRUE | TRUE | TRUE | TRUE | TRUE | TRUE | TRUE | TRUE | TRUE | TRUE |  |  |  |  | 48 | 51.2 | 51.2667
TRUE | TRUE | TRUE | TRUE | TRUE | TRUE | TRUE | TRUE | TRUE | TRUE | TRUE | TRUE |  |  |  |  | 488.4 | 544.4 | 559.5
TRUE | TRUE | TRUE | TRUE | TRUE | TRUE | TRUE | TRUE | TRUE | TRUE | TRUE | TRUE |  |  |  |  | 719.9 | 738.8 | 898.1333
TRUE | TRUE | TRUE | TRUE | TRUE | TRUE | TRUE | TRUE | TRUE | TRUE | TRUE | TRUE |  |  |  |  | 221.4 | 124.7 | 165.8667 | 500 | 850 | 850 | 850 | 850 | 850
FALSE | TRUE | FALSE | TRUE | TRUE | TRUE | TRUE | FALSE | TRUE | FALSE | FALSE | TRUE |  |  |  |  | 335.5 | 345.6 | 340.0333
FALSE | TRUE | FALSE | TRUE | TRUE | FALSE | TRUE | FALSE | TRUE | FALSE | FALSE | TRUE |  |  |  |  | 47 | 45.5 | 45.8
FALSE | TRUE | FALSE | FALSE | TRUE | FALSE | TRUE | FALSE | TRUE | TRUE | FALSE | TRUE |  |  |  |  | 258.6 | 208.9 | 117.2
FALSE | TRUE | FALSE | FALSE | TRUE | FALSE | TRUE | FALSE | TRUE | FALSE | FALSE | TRUE |  |  |  |  | 49.8 | 156.4 | 229.3667
FALSE | TRUE | FALSE | TRUE | TRUE | FALSE | TRUE | FALSE | TRUE | TRUE | TRUE | TRUE
FALSE | TRUE | FALSE | TRUE | TRUE | FALSE | TRUE | FALSE | TRUE | TRUE | TRUE | TRUE |  | 5000000 |  | Joint project with agency partners, Funding | 0 | 0 | 0 | 0 |  |  |  | 800 | 1200
FALSE | TRUE | FALSE | TRUE | TRUE | FALSE | TRUE | FALSE | TRUE | TRUE | TRUE | TRUE | [9 empty] | 250 | 250 | 250 | 250
FALSE | TRUE | FALSE | TRUE | TRUE | FALSE | TRUE | FALSE | TRUE | TRUE | TRUE | TRUE
FALSE | TRUE | FALSE | FALSE | TRUE | TRUE | TRUE | FALSE | TRUE | TRUE | TRUE | TRUE
FALSE | TRUE | FALSE | FALSE | TRUE | FALSE | TRUE | FALSE | TRUE | TRUE | TRUE | TRUE
FALSE | TRUE | FALSE | TRUE | TRUE | TRUE | TRUE | FALSE | TRUE | TRUE | TRUE | TRUE |  | 29500000 | *290 |  | 0 | 0 | 0 | 0 | 3314 | 3314 | 3314 | 3314 | 3314
FALSE | TRUE | FALSE | FALSE | TRUE | TRUE | TRUE | FALSE | TRUE | TRUE | TRUE | TRUE |  | 8000000 | [5 empty] | 0 |  |  |  | 300 | 300
FALSE | TRUE | FALSE | FALSE | TRUE | FALSE | TRUE | FALSE | TRUE | TRUE | TRUE | TRUE
FALSE | TRUE | FALSE | TRUE | TRUE | TRUE | TRUE | FALSE | TRUE | TRUE | TRUE | TRUE | [7 empty] | 307.7616 | 393.5844 | 422.6174 | 440.5647 | 453.59 | 463.8199
FALSE | TRUE | FALSE | TRUE | TRUE | FALSE | TRUE | FALSE | TRUE | TRUE | TRUE | TRUE |  | 3000000 | [5 empty] | 0 | 158.64 | 202.8785 | 217.844 | 150 | 200
FALSE | TRUE | FALSE | TRUE | TRUE | FALSE | TRUE | FALSE | TRUE | TRUE | TRUE | TRUE | [7 empty] | 317.28 | 405.7571 | 435.6881 | 454.1904 | 467.6185 | 478.1648
FALSE | TRUE | FALSE | TRUE | TRUE | FALSE | TRUE | FALSE | TRUE | TRUE | TRUE | TRUE | [9 empty] | 1576.08 | 2517.3988 | 2835.8383 | 3032.6872
FALSE | TRUE | FALSE | FALSE | TRUE | FALSE | TRUE | FALSE | TRUE | FALSE | FALSE | TRUE | [8 empty] | 31.728 | 40.5757 | 43.5688 | 45.419 | 46.7619
FALSE | TRUE | FALSE | TRUE | TRUE | FALSE | TRUE | FALSE | TRUE | TRUE | TRUE | TRUE | [8 empty] | 74.032 | 94.6767 | 101.6605 | 105.9778 | 109.111
FALSE | TRUE | FALSE | TRUE | TRUE | FALSE | TRUE | FALSE | TRUE | TRUE | TRUE | TRUE | [7 empty] | 370.16 | 473.3833 | 508.3027 | 529.8888 | 545.5549 | 557.8589
FALSE | FALSE | FALSE | FALSE | FALSE | FALSE | FALSE | FALSE | TRUE | FALSE | TRUE | TRUE | [7 empty] | 79.32 | 101.4393 | 108.922 | 113.5476 | 116.9046 | 119.5412
FALSE | FALSE | FALSE | FALSE | FALSE | FALSE | FALSE | FALSE | TRUE | FALSE | TRUE | TRUE | [9 empty] | 26.44 | 33.8131 | 36.3073 | 37.8492
FALSE | TRUE | FALSE | FALSE | FALSE | FALSE | FALSE | FALSE | TRUE | TRUE | TRUE | TRUE |  |  |  |  | 2923.9 | 3211.3 | 3118.1 | 3181.4844 | 3498.4066 | 3815.3288 | 4132.251 | 4320 | 4320
FALSE | TRUE | FALSE | FALSE | FALSE | FALSE | FALSE | FALSE | TRUE | FALSE | TRUE | TRUE |  |  |  |  | 3703.9 | 4294.5 | 3541.1667 | 3648.7572 | 4186.7096 | 6477.1954 | 7015.1478 | 7553.1002 | 7800
FALSE | TRUE | FALSE | FALSE | TRUE | FALSE | TRUE | FALSE | TRUE | TRUE | FALSE | TRUE | [8 empty] | 3630.8406 | 4326.6187 | 4705.7112 | 4967.7286 | 5168.1702
FALSE | TRUE | FALSE | FALSE | TRUE | TRUE | TRUE | FALSE | TRUE | FALSE | TRUE | TRUE | [9 empty] | 367.5286 | 424.7133 | 458.1641 | 481.8979
FALSE | TRUE | FALSE | TRUE | TRUE | TRUE | TRUE | FALSE | TRUE | FALSE | FALSE | TRUE | [9 empty] | 840 | 1680 | 1680 | 1680
FALSE | TRUE | FALSE | TRUE | TRUE | TRUE | TRUE | FALSE | TRUE | FALSE | TRUE | TRUE | [9 empty] | 4756.7886 | 5131.4384 | 5397.2566 | 5600
FALSE | TRUE | FALSE | TRUE | TRUE | TRUE | TRUE | FALSE | TRUE | FALSE | FALSE | TRUE | [9 empty] | 294.0229 | 339.7706 | 366.5313 | 385.5183
FALSE | TRUE | FALSE | TRUE | TRUE | FALSE | TRUE | FALSE | TRUE | FALSE | TRUE | TRUE | [9 empty] | 650.771 | 812.6079 | 892.7166 | 946.4113
FALSE | TRUE | FALSE | TRUE | TRUE | FALSE | TRUE | FALSE | TRUE | TRUE | TRUE | TRUE | [9 empty] | 800 | 1600 | 1600 | 1600
FALSE | TRUE | FALSE | FALSE | FALSE | FALSE | TRUE | FALSE | TRUE | TRUE | FALSE | TRUE | [7 empty] | 70.425 | 114.771 | 129.7729 | 139.0466 | 145.7769 | 150
FALSE | TRUE | FALSE | TRUE | TRUE | FALSE | TRUE | FALSE | TRUE | FALSE | FALSE | TRUE | [9 empty] | 1235 | 1427 | 1539 | 1619
FALSE | TRUE | FALSE | FALSE | FALSE | FALSE | TRUE | FALSE | TRUE | TRUE | FALSE | TRUE | [7 empty] | 500 | 500 | 500 | 500 | 500 | 500
FALSE | FALSE | FALSE | FALSE | FALSE | FALSE | TRUE | FALSE | TRUE | TRUE | TRUE | TRUE | [9 empty] | 1831.05 | 2984.0472 | 3374.0956 | 3615.2108
FALSE | FALSE | FALSE | TRUE | FALSE | FALSE | TRUE | FALSE | TRUE | FALSE | TRUE | TRUE |  | 18000000 | [5 empty] | 234.75 | 382.5702 | 432.5764 | 463.4886 | 485.9231 | 500
FALSE | TRUE | FALSE | FALSE | FALSE | FALSE | TRUE | FALSE | TRUE | FALSE | TRUE | TRUE | [7 empty] | 56000 | 56000 | 56000 | 56000 | 56000 | 56000
FALSE | FALSE | FALSE | FALSE | FALSE | FALSE | TRUE | FALSE | TRUE | FALSE | TRUE | TRUE | [8 empty] | - | - | - | 56000 | 56000
FALSE | FALSE | FALSE | FALSE | FALSE | FALSE | TRUE | FALSE | TRUE | FALSE | FALSE | TRUE |  | $30M | [7 empty] | 28000 | 28000 | 28000 | 28000
FALSE | TRUE | FALSE | FALSE | FALSE | FALSE | TRUE | FALSE | TRUE | FALSE | TRUE | TRUE | [9 empty] | 16800 | 33600 | 92960 | 92960 |  | 0 | 0 | 0 | 56000 | 56000 | 56000 | 56000 | 56000 | 56000 | 56000 | 56000 | 56000 | 56000 | 56000 | 56000 | 56000 | 56000 | 56000 | 56000 | 56000 | 56000 | 56000 | 56000 | 56000 | 56000 | 56000 | 56000 | 56000 | 56000 | 56000 | 56000 | 56000 | 56000 | 56000 | 56000 | 56000

## Compared
San Diego County Water Authority
Local Resources Inventory |  |  | black/red = member agency's
Metropolitan's 2015 Integrated Water Resources Plan and Regional Urban Water Management Plan |  |  | blue = Metropolitan's
1 | 2 | 3 | 4 | 5 | 6 | 7 | 8 | 9 | 10 | 11 | 12 | 13 | 14 | 15 | 16 | 17 | 18 | 19 | 20 | 21 | 22 | 23 | 24 | 25
ID | Water Type | Project Name | Status | Project Terms |  |  |  |  | Project Use |  | Project Location and System Integration |  | Project Finance |  | Project Barriers/Needs | History |  |  | Forecast
MWD Tracking | 1. GWR - GW Recovery 2. REC - Recycled 3. SWD - Desalination | Project/Sub Project | 1. Existing 2. Under Construction 3. Full Design & Appropriated Funds 4. Planning (EIR/EIS Certified) 5. Feasibility 6. Conceptual | Project receiving MWD funding? Recycled Water: - LRP/Non-LRP GW Recovery: - GRP/Non-GRP Seatwater Desal: - SDP/Non-SDP | Estimated Start of Operation | LRP Contract Expiration Date | Ultimate Yield (AFY) | Project Ramp-Up Period (Years Until Ultimate Yield) | 1. Potable Direct 2. Potable Indirect 3. Non-potable | 1. MI - Municipal & Industrial 2. AG - Agricultural 3. SWB - Seawater Barrier 4. GW - Groundwater Recharge | Address or Coordinates (Latitude and Longitude) | If integrating to MWD's system, specify point of connection | Total Capital Cost (2015 Dollars) | O&M Costs - $/AF (2015 Dollars) | Specify barriers that needed to be addressed to move the project forward (e.g., water quality, funding, public perception, system integration, permitting) | 2012 | 2013 | 2014 | 2015 | 2020 | 2025 | 2030 | 2035 | 2040
Compared
k152 | GWR | Lower Sweetwater Desalter/Lower Sweetwater Desalter, Phase II | Full Design & Appropriated Funds | Non-GRP | 2017 |  | 5200 |  |  | MI | [9 empty] | 3630.8406 | 4326.6187 | 4705.7112 | 4967.7286 | 5168.1702
k152 | GWR | Lower Sweetwater Desalter/Lower Sweetwater Desalter, Phase II | Full Design & Appropriated Funds | Non-GRP | 2017 |  | 5200 |  |  | MI | [9 empty] | 3630.8406 | 4326.6187 | 4705.7112 | 4967.7286 | 5168.1702
k186 | GWR | Middle Sweetwater River Basin Groundwater Well System (Capacity) (Otay WD) | Feasibility | Non-GRP | 2025 |  | 1000 |  | Potable Direct | MI | [10 empty] | 650.771 | 812.6079 | 892.7166 | 946.4113
k186 | GWR | Middle Sweetwater River Basin Groundwater Well System (Capacity) | Advanced Planning (EIR/EIS Certified) | Non-GRP | 2018 |  | 1000 |  |  | MI | [9 empty] | 650.771 | 812.6079 | 892.7166 | 946.4113 | 986.8565
k187 | GWR | Mission Valley Brackish Groundwater Recovery Project (City of San Diego) | Feasibility | Non-GRP | 2025 |  | 1680 | [13 empty] | 840 | 1680 | 1680 | 1680
k187 | GWR | Mission Valley Brackish Groundwater Recovery Project | Feasibility | Non-GRP | 2016 |  | 1760 |  |  | MI | [9 empty] | 1293.7008 | 1494.9907 | 1612.7378 | 1696.2807 | 1760
k188 | GWR | Otay Mesa Lot 7 Well Desalination (Otay WD) | Feasibility | Non-GRP | 2025 |  | 400 |  | Potable Direct | MI | [10 empty] | 294.0229 | 339.7706 | 366.5313 | 385.5183
k188 | GWR | Otay Mesa Lot 7 Well Desalination | Feasibility | Non-GRP | 2016 |  | 400 |  |  | MI | [9 empty] | 294.0229 | 339.7706 | 366.5313 | 385.5183 | 400
k189 | GWR | Rancho del Rey Well Desalination (Otay WD) | Advanced Planning (EIR/EIS Certified) | Non-GRP | 2025 |  | 500 |  | Potable Direct | MI | [10 empty] | 367.5286 | 424.7133 | 458.1641 | 481.8979
k189 | GWR | Rancho del Rey Well Desalination | Advanced Planning (EIR/EIS Certified) | Non-GRP | 2016 |  | 500 |  |  | MI | [9 empty] | 367.5286 | 424.7133 | 458.1641 | 481.8979 | 500
k190 | GWR | San Paqual Brackish Groundwater Recovery Project (City of San Diego) | Feasibility | Non-GRP | 2016 |  | 1120 | [13 empty] | 1235 | 1427 | 1539 | 1619
k190 | GWR | San Paqual Brackish Groundwater Recovery Project | Feasibility | Non-GRP | 2016 |  | 3360 |  |  | MI | [9 empty] | 2469.7924 | 2854.0732 | 3078.863 | 3238.354 | 3360
k196 | REC | Olivenhain Recycled Project - SE Quadrant/Olivenhain Recycled Project (SE Quad) - RG San Diego | Existing | Non-LRP | 2009 |  | 1000 |  | Non-potable | MI | [5 empty] | 474.4 | 552.8 | 594.3333 | 650 |  |  |  | 800 | 800
k196 | REC | Olivenhain Recycled Project - SE Quadrant/Olivenhain Recycled Project (SE Quad) - RG San Diego | Existing | Non-LRP | 2009 |  | 1000 |  | Non-potable | MI | [5 empty] | 474.4 | 552.8 | 594.3333
k197 | REC | Santa Fe ID Evaluating Multiple Options | Conceptual | Non-LRP | 2015 |  | 600 |  | Non-potable | MI | [8 empty] | 317.28 | 405.7571 | 435.6881 | 454.1904 | 467.6185 | 478.1648
k197 | REC | Santa Fe ID Eastern Service Area Recycled Water Project (Revised title and information) | Feasibility | Non-LRP | 2025 |  | 689 |  | Non-potable | MI |  |  | 18800000 | 967 | Feasibility study completed. Funding, permitting, on-site retrofits | [5 empty] | 689 | 689 | 689 | 689
k197 | REC | Santa Fe ID Evaluating Multiple Options | Conceptual | Non-LRP | 2015 |  | 600 |  | Non-potable | MI | [8 empty] | 317.28 | 405.7571 | 435.6881 | 454.1904 | 467.6185 | 478.1648
k201 | REC | Valley Center - Welk WRF/Valley Center MWD - Welk WRF | Conceptual | Non-LRP | 2020 |  | 60 |  | Non-potable | MI | [9 empty] | 31.728 | 40.5757 | 43.5688 | 45.419 | 46.7619
k201 | REC | Valley Center MWD - Welk WRF | Conceptual | Non-LRP | 2025 |  | 84 |  | Non-potable | MI |  |  | 3750000 | 3000 | [5 empty] | 84 | 84 | 84 | 84 | 84
k201 | REC | Valley Center - Welk WRF/Valley Center MWD - Welk WRF | Conceptual | Non-LRP | 2020 |  | 60 |  | Non-potable | MI | [9 empty] | 31.728 | 40.5757 | 43.5688 | 45.419 | 46.7619
k202 | REC | Padre Dam Reclaimed Water System/Padre Dam MWD Recycled Water System Expansion from 2 mgd to 4 mgd, Phase 1 | Full Design & Appropriated Funds | Non-LRP | 2015 |  | 3489 |  | Non-potable | MI
k202 | REC | Padre Dam Reclaimed Water System/Padre Dam MWD Recycled Water System Expansion from 2 mgd to 4 mgd, Phase 1 | Full Design & Appropriated Funds | Non-LRP | 2015 |  | 3489 |  | Non-potable | MI
k203 | REC | Shadowridge Reclaimed Water System | Conceptual | Non-LRP | 2025 |  | 4400 |  | Non-potable | MI | [10 empty] | 1576.08 | 2517.3988 | 2835.8383 | 3032.6872
k203 | REC | Shadowridge Reclaimed Water System | Conceptual | Non-LRP | 2025 |  | 4400 |  | Non-potable | MI | [10 empty] | 1576.08 | 2517.3988 | 2835.8383 | 3032.6872
k205 | REC | Padre Dam Reclaimed Water System/Padre Dam MWD Recycled Water System Expansion from 2 mgd to 4 mgd, Phase 2 | Feasibility | Non-LRP | 2025 |  | 1343 |  | Non-potable | MI
k205 | REC | Padre Dam Reclaimed Water System/Padre Dam MWD Recycled Water System Expansion from 2 mgd to 4 mgd, Phase 2 | Feasibility | Non-LRP | 2025 |  | 1343 |  | Non-potable | MI
k207 | REC | Olivenhain Wanket Reservoir RW Conversion | Conceptual | Non-LRP | 2020 |  | 200 |  | Non-potable | MI |  |  | 3000000 | [5 empty] | 0 | 158.64 | 202.8785 | 217.844 | 150 | 200
k207 | REC | Olivenhain Wanket Reservoir RW Conversion | Conceptual | Non-LRP | 2020 |  | 300 |  | Non-potable | MI | [8 empty] | 0 | 158.64 | 202.8785 | 217.844 | 227.0952 | 233.8093
k211 | REC | Olivenhain Northwest Quadrant Recycled Water Project/Olivenhain Northwest Quadrant Recycled Water Project (Meadowlark WRF) (Vallecitos) | Existing | Non-LRP | 2009 |  | 1000 |  | Non-potable | MI | [5 empty] | 518 | 473.2 | 495.5 | 500 |  |  |  | 600 | 800
k211 | REC | Olivenhain Northwest Quadrant Recycled Water Project/Olivenhain Northwest Quadrant Recycled Water Project (Meadowlark WRF) (Vallecitos) | Existing | Non-LRP | 2009 |  | 1000 |  | Non-potable | MI | [5 empty] | 518 | 473.2 | 495.5
k212 | REC | Olivenhain Northwest Quadrant Recycled Water Project/Olivenhain Northwest Quadrant Recycled Water Project, Phase B | Under Construction | Non-LRP | 2015 |  | 300 |  | Non-potable | MI |  |  | 8000000 | [5 empty] | 0 |  |  |  | 300 | 300
k212 | REC | Olivenhain Northwest Quadrant Recycled Water Project/Olivenhain Northwest Quadrant Recycled Water Project, Phase B | Full Design & Appropriated Funds | Non-LRP | 2015 |  | 300 |  | Non-potable | MI
k213 | REC | Valley Center MWD - North Village WRF | Conceptual | Non-LRP | 2015 |  | 150 |  | Non-potable | MI | [8 empty] | 79.32 | 101.4393 | 108.922 | 113.5476 | 116.9046 | 119.5412
k213 | REC | Valley Center MWD - North Village WRF | Conceptual | Non-LRP | 2015 |  | 150 |  | Non-potable | MI | [8 empty] | 79.32 | 101.4393 | 108.922 | 113.5476 | 116.9046 | 119.5412
k214 | REC | Otay WD - North District Recycled Water System | Feasibility | Non-LRP | 2025 |  | 4400 |  | Non-potable | MI | [10 empty] | 250 | 250 | 250 | 250
k214 | REC | Otay WD - North District Recycled Water System | Feasibility | Non-LRP | 2015 |  | 4400 |  | Non-potable | MI
k215 | REC | Valley Center MWD - Lower Moosa Canyon WRF | Existing | Non-LRP | 1974 |  | 492.8 |  | Potable Indirect | GW |  |  |  | 3000 |  | 335.5 | 345.6 | 340.0333 | 340 | 400 | 493 | 493 | 493 | 493
k215 | REC | Valley Center MWD - Lower Moosa Canyon WRF/AWT Upgrade and Expansion | Conceptual | Non-LRP | 2020 |  | 280 |  | Non-potable | MI, AG |  |  | 20000000 | 5100 | [6 empty] | 70 | 140 | 210 | 280
k215 | REC | Valley Center MWD - Lower Moosa Canyon/Lower Moosa Canyon WRF - AWT Upgrade | Conceptual | Non-LRP | 2015 |  | 700 |  | Non-potable | MI | [8 empty] | 370.16 | 473.3833 | 508.3027 | 529.8888 | 545.5549 | 557.8589
k217 | REC | Valley Center MWD - Lilac Ranch WRF | Conceptual | Non-LRP | 2020 |  | 140 |  | Non-potable | MI | [9 empty] | 74.032 | 94.6767 | 101.6605 | 105.9778 | 109.111
k217 | REC | Valley Center MWD - Lilac Ranch WRF | Conceptual | Non-LRP | 2020 |  | 140 |  | Non-potable | MI | [9 empty] | 74.032 | 94.6767 | 101.6605 | 105.9778 | 109.111
k218 | REC | Olivenhain Joint RW Transmission Project with SFID and OMWD | Feasibility | Non-LRP | 2020 |  | 1200 |  | Non-potable | MI |  |  | 5000000 |  | Joint project with agency partners, Funding | 0 | 0 | 0 | 0 |  |  |  | 800 | 1200
k218 | REC | Olivenhain Joint RW Transmission Project with SFID and OMWD | Feasibility | Non-LRP | 2020 |  | 1200 |  | Non-potable | MI |  |  | 5000000 |  | Joint project with agency partners, Funding | 0 | 0 | 0 | 0 |  |  |  | 800 | 1200
k218 | REC | Olivenhain Joint RW Transmission Project with SFID and OMWD | Feasibility | Non-LRP | 2020 |  | 500 |  | Non-potable | MI
k219 | GWR | Lower Sweetwater Desalter/Lower Sweetwater River Basin Groundwater Demineralization Project, Phase I | Existing | GRP | 2000 | 2020 | 4320 |  |  | MI | [5 empty] | 2923.9 | 3211.3 | 3118.1 | 3181.4844 | 3498.4066 | 3815.3288 | 4132.251 | 4320 | 4320
k219 | GWR | Lower Sweetwater Desalter/Lower Sweetwater River Basin Groundwater Demineralization Project, Phase I | Existing | GRP | 2000 | 2020 | 4320 |  |  | MI | [5 empty] | 2923.9 | 3211.3 | 3118.1 | 3181.4844 | 3498.4066 | 3815.3288 | 4132.251 | 4320 | 4320
k220 | GWR | Oceanside Mission Basin Desalter/Oceanside Desalter Project/Oceanside (Mission Basin) Desalter Expansion Project | Existing | GRP | 2003 | 2023 | 7800 |  |  | MI | [5 empty] | 3703.9 | 4294.5 | 3541.1667 | 3648.7572 | 4186.7096 | 6477.1954 | 7015.1478 | 7553.1002 | 7800
k220 | GWR | Oceanside Mission Basin Desalter/Oceanside Desalter Project/Oceanside (Mission Basin) Desalter Expansion Project | Existing | GRP | 2003 | 2023 | 7800 |  |  | MI | [5 empty] | 3703.9 | 4294.5 | 3541.1667 | 3648.7572 | 4186.7096 | 6477.1954 | 7015.1478 | 7553.1002 | 7800
k221 | REC | Fallbrook Reclamation Project/Fallbrook Public Utility District Water Reclamation Project | Existing | LRP | 1990 | 2015 | 1200 |  | Non-potable | MI | [5 empty] | 655.6 | 688.6 | 716.4333
k221 | REC | Fallbrook Reclamation Project/Fallbrook Public Utility District Water Reclamation Project | Existing | LRP | 1990 | 2015 | 1200 |  | Non-potable | MI | [5 empty] | 655.6 | 688.6 | 716.4333
k222 | REC | North City Water Reclamation Project | Existing | LRP | 1998 | 2023 | 7732 |  | Non-potable | MI | [5 empty] | 6069 | 6319.1999 | 6951.4333 | 9300 | 10350 | 10350 | 10350 | 10350 | 10350
k222 | REC | North City Water Reclamation Project | Existing | LRP | 1998 | 2023 | 16891 |  | Non-potable | MI | [5 empty] | 6069 | 6319.1999 | 6951.4333
k223 | REC | Escondido Regional Reclaimed Water Project | Existing | LRP | 2004 | 2029 | 1908 |  | Non-potable | MI | [5 empty] | 401.4 | 565 | 614 | 614 | 650 | 650 | 650 | 650 | 650
k223 | REC | Escondido Regional Reclaimed Water Project | Existing | LRP | 2004 | 2029 | 2461 |  | Non-potable | MI | [5 empty] | 401.4 | 565 | 514.5
k224 | REC | Padre Dam Reclaimed Water System/Padre Dam Reclaimed Water System, Phase 1 | Existing | LRP | 1998 | 2023 | 850 |  | Non-potable | MI | [5 empty] | 842.7 | 791.3 | 896.3667
k224 | REC | Padre Dam Reclaimed Water System/Padre Dam Reclaimed Water System, Phase 1 | Existing | LRP | 1998 | 2023 | 850 |  | Non-potable | MI | [5 empty] | 842.7 | 791.3 | 896.3667
k225 | REC | San Elijo Water Reclamation System | Existing | LRP | 2000 | 2025 | 960 |  | Non-potable | MI | [5 empty] | 719.9 | 738.8 | 898.1333
k225 | REC | San Elijo Water Reclamation System | Existing | LRP | 2000 | 2025 | 960 |  | Non-potable | MI | [5 empty] | 719.9 | 738.8 | 898.1333
k226 | REC | San Elijo Water Reclamation System | Existing | LRP | 2000 | 2025 | 640 |  | Non-potable | AG | [5 empty] | 488.4 | 544.4 | 559.5
k226 | REC | San Elijo Water Reclamation System | Existing | LRP | 2000 | 2025 | 640 |  | Non-potable | AG | [5 empty] | 488.4 | 544.4 | 559.5
k23 | GWR | San Diego Formation Well Field and Treatment Facility (City of San Diego) | Feasibility | Non-GRP | 2025 | [15 empty] | 800 | 1600 | 1600 | 1600
k23 | GWR | San Diego Formation / Diamond BID Pilot Production Well | Feasibility | Non-GRP | 2015 |  | 1600 |  |  | MI | [8 empty] | 751.2 | 1224.2245 | 1384.2444 | 1483.1634 | 1554.9539 | 1600
k232 | REC | Oceanside IPR Project | Feasibility | Non-LRP | 2020 | 2025 | 2500 |  | Potable Indirect | GW |  |  | 40000000 |  | Permitting | 0 | 0 | 0 | 0 | 0 | 2500 | 2500 | 2500 | 2500
k232 | REC | Oceanside Water Reclamation Project | Existing | LRP | 1992 | 2017 | 200 |  | Non-potable | MI | [5 empty] | 131.7 | 121.8 | 140.3
k233 | REC | Otay Recycled Water System/Otay Water Reclamation Project, Phase I/Otay Recycled Water System | Existing | LRP | 2005 | 2030 | 7500 |  | Non-potable | MI | [5 empty] | 4055.8 | 4390.6 | 4568.8 | 4700 | 5000 | 6000 | 7300 | 7300 | 7300
k233 | REC | Otay Recycled Water System/Otay Water Reclamation Project, Phase I/Otay Recycled Water System | Existing | LRP | 2005 | 2030 | 7500 |  | Non-potable | MI | [5 empty] | 4055.8 | 4390.6 | 4568.8
k234 | REC | Olivenhain Recycled Project - SE Quadrant/Olivenhain Recycled Project – Southeast Quadrant (4S Ranch WRF) | Existing | LRP | 2003 | 2023 | 1788 |  | Non-potable | MI | [5 empty] | 1315.9 | 1352.8 | 1323.4333 | 1500 |  |  |  | 1700 | 1788
k234 | REC | Olivenhain Recycled Project - SE Quadrant/Olivenhain Recycled Project – Southeast Quadrant (4S Ranch WRF) | Existing | LRP | 2003 | 2023 | 1788 |  | Non-potable | MI | [5 empty] | 1315.9 | 1352.8 | 1323.4333
k235 | REC | Carlsbad MWD Water Reclamation Program - Phases I and II | Existing | LRP | 2005 | 2019 | 5000 |  | Non-potable | MI |  |  | 50000000 | *500 |  | 4027.3 | 3978.8 | 4539.7 | 5000 | 5000 | 5000 | 5000 | 5000 | 5000
k235 | REC | Carlsbad MWD Encina Basin Water Reclamation Program - Phases I and II/Encina Basin Water Reclamation Program - Phase I and II | Existing | LRP | 2005 | 2019 | 5000 |  | Non-potable | MI | [5 empty] | 4027.3 | 3978.8 | 4539.7
k236 | REC | Ramona MWD - Santa Maria Water Reclamation Project/Santa Maria Water Reclamation Project | Existing | LRP | 1999 | 2024 | 400 |  | Non-potable | MI | [5 empty] | 172.3 | 194.8 | 197.4667
k236 | REC | Ramona MWD - Santa Maria Water Reclamation Project/Santa Maria Water Reclamation Project | Existing | LRP | 1999 | 2024 | 400 |  | Non-potable | MI | [5 empty] | 172.3 | 194.8 | 197.4667
k237 | REC | San Diego Wild Animal Park | Existing | Non-LRP | 1997 |  | 168 |  | Non-potable | MI | [5 empty] | 48 | 51.2 | 51.2667
k237 | REC | San Diego Wild Animal Park | Existing | Non-LRP | 1997 |  | 168 |  | Non-potable | MI | [5 empty] | 48 | 51.2 | 51.2667
k238 | REC | Valley Center MWD - Lower Moosa Canyon WRF | Existing | Non-LRP | 1974 |  | 492.8 |  | Potable Indirect | GW |  |  |  | 3000 |  | 335.5 | 345.6 | 340.0333 | 340 | 400 | 493 | 493 | 493 | 493
k238 | REC | Valley Center MWD - Lower Moosa Canyon/Valley Center - Lower Moosa Canyon | Existing | Non-LRP | 1997 |  | 476 |  | Potable Indirect | GW | [5 empty] | 335.5 | 345.6 | 340.0333
k241 | REC | Rincon del Diablo MWD Recycled Water Program/Rincon del Diablo MWD Recycled Water Program (Non-LRP) | Existing | Non-LRP | 2006 |  | 3426 |  | Non-potable | MI | [5 empty] | 1848.6 | 2855.9 | 1949.4
k241 | REC | Rincon del Diablo MWD Recycled Water Program/Rincon del Diablo MWD Recycled Water Program (Non-LRP) | Existing | Non-LRP | 2006 |  | 3426 |  | Non-potable | MI | [5 empty] | 1848.6 | 2855.9 | 1949.4
k242 | REC | Valley Center MWD - Woods Valley Ranch WRF | Existing | Non-LRP | 2005 |  | 84 |  | Non-potable | MI |  |  |  | 4000 |  | 47 | 45.5 | 45.8 | 46 | 60 | 84 | 84 | 84 | 84
k242 | REC | Valley Center MWD - Woods Valley Ranch | Existing | Non-LRP | 2005 |  | 300 |  | Non-potable | MI | [5 empty] | 47 | 45.5 | 45.8
k243 | REC | Whispering Palms | Existing | Non-LRP | 1997 |  | 269 |  | Non-potable | AG | [5 empty] | 258.6 | 208.9 | 117.2
k243 | REC | Whispering Palms | Existing | Non-LRP | 1997 |  | 269 |  | Non-potable | AG | [5 empty] | 258.6 | 208.9 | 117.2
k243 | REC | Whispering Palms | Existing | Non-LRP | 1997 |  | 269 |  | Non-potable | AG | [5 empty] | 258.6 | 208.9 | 117.2
k244 | REC | Whispering Palms | Existing | Non-LRP | 1997 |  | 179 |  | Potable Indirect | GW | [5 empty] | 49.8 | 156.4 | 229.3667
k244 | REC | Whispering Palms | Existing | Non-LRP | 1997 |  | 179 |  | Potable Indirect | GW | [5 empty] | 49.8 | 156.4 | 229.3667
k244 | REC | Whispering Palms | Existing | Non-LRP | 1997 |  | 179 |  | Potable Indirect | GW | [5 empty] | 49.8 | 156.4 | 229.3667
k245 | REC | South Bay Water Reclamation Project | Existing | Non-LRP | 2006 |  | 1520 |  | Non-potable | MI | [5 empty] | 221.4 | 124.7 | 165.8667 | 930 | 850 | 850 | 850 | 850 | 850
k245 | REC | South Bay Water Reclamation Project | Existing | Non-LRP | 2006 |  | 1670 |  | Non-potable | MI | [5 empty] | 221.4 | 124.7 | 165.8667
k246 | REC | Ramona MWD - San Vicente Water Pollution Control Facility/San Vincente Water Recycling Project (Non-LRP) | Existing | Non-LRP | 1996 |  | 350 |  | Non-potable | AG | [5 empty] | 280.7 | 347.7 | 311.5333
k246 | REC | Ramona MWD - San Vicente Water Pollution Control Facility/San Vincente Water Recycling Project (Non-LRP) | Existing | Non-LRP | 1996 |  | 350 |  | Non-potable | AG | [5 empty] | 280.7 | 347.7 | 311.5333
k247 | REC | Ramona MWD - San Vicente Water Pollution Control Facility/San Vincente Water Recycling Project | Existing | LRP | 2010 | 2034 | 340 |  | Non-potable | MI
k247 | REC | Ramona MWD - San Vicente Water Pollution Control Facility/San Vincente Water Recycling Project | Existing | LRP | 2010 | 2034 | 340 |  | Non-potable | MI
k248 | REC | Olivenhain Recycled Project - SE Quadrant/Olivenhain Southeast Quadrant Recycled Water Project (Non-LRP) (Santa Fe Valley WRF) | Existing | Non-LRP | 2005 |  | 100 |  | Non-potable | MI | [8 empty] | 80 |  |  |  | 100 | 100
k248 | REC | Olivenhain Recycled Project - SE Quadrant/Olivenhain Southeast Quadrant Recycled Water Project (Non-LRP) (Santa Fe Valley WRF) | Existing | Non-LRP | 2005 |  | 100 |  | Non-potable | MI
k249 | REC | Rancho Santa Fe Water Pollution Control Facility | Existing | Non-LRP | 1997 |  | 500 |  | Potable Indirect | GW | [5 empty] | 308.9 | 300.4 | 307.6
k249 | REC | Rancho Santa Fe Water Pollution Control Facility | Existing | Non-LRP | 1997 |  | 500 |  | Potable Indirect | GW | [5 empty] | 308.9 | 300.4 | 307.6
k250 | REC | Fairbanks Ranch | Existing | Non-LRP | 1997 |  | 308 |  | Potable Indirect | GW | [5 empty] | 178.1 | 172.7 | 172.1667
k250 | REC | Fairbanks Ranch | Existing | Non-LRP | 1997 |  | 308 |  | Potable Indirect | GW | [5 empty] | 178.1 | 172.7 | 172.1667
k250 | REC | Fairbanks Ranch | Existing | Non-LRP | 1997 |  | 308 |  | Potable Indirect | GW | [5 empty] | 178.1 | 172.7 | 172.1667
k251 | REC | Camp Pendleton | Existing | Non-LRP | 1997 |  | 1020 |  | Potable Indirect | GW | [5 empty] | 850.3 | 879.5 | 839.0533
k251 | REC | Camp Pendleton | Existing | Non-LRP | 1997 |  | 1020 |  | Potable Indirect | GW | [5 empty] | 850.3 | 879.5 | 839.0533
k252 | REC | Camp Pendleton | Existing | Non-LRP | 1997 |  | 680 |  | Non-potable | MI | [5 empty] | 392.4 | 424.1 | 472.1791
k252 | REC | Camp Pendleton | Existing | Non-LRP | 1997 |  | 680 |  | Non-potable | MI | [5 empty] | 392.4 | 424.1 | 472.1791
k289 | GWR | San Vicente and El Capitan Municipal Supply Wells (City of San Diego) | Existing |  |  |  | 800 | [11 empty] | 500 | 500 | 500 | 500 | 500 | 500
k289 | GWR | San Vicente & El Capitan Seepage Recovery | Feasibility | Non-GRP | 2015 |  | 1400 |  |  | MI | [8 empty] | 657.3 | 1071.1964 | 1211.2138 | 1297.768 | 1360.5847 | 1400
k318 | SWD | Carlsbad Seawater Desalination Project | Under Construction | SDP | 2015 |  | 56000 |  | Potable Direct | MI | [8 empty] | 56000 | 56000 | 56000 | 56000 | 56000 | 56000
k318 | SWD | Carlsbad Seawater Desalination Project | Under Construction | SDP | 2016 |  | 56000 |  |  | MI | [9 empty] | 56000 | 56000 | 56000 | 56000 | 56000
k321 | SWD | Camp Pendleton Seawater Desalination Project | Conceptual | Non-SDP | 2035 |  | 56000 |  | Potable Direct | MI | [9 empty] | - | - | - | 56000 | 56000
k321 | SWD | Camp Pendleton Seawater Desalination Project | Conceptual | Non-SDP | 2018 |  | 56000 |  |  | MI | [9 empty] | 56000 | 56000 | 56000 | 56000 | 56000
k322 | SWD | Rosarito Beach Seawater Desalination Feasibility Study (Otay WD) | Feasibility | Non-SDP | 2025 |  | 28000 |  | Potable Direct | MI |  |  | $30M | [7 empty] | 28000 | 28000 | 28000 | 28000
k322 | SWD | Rosarito Beach Seawater Desalination Feasibility Study | Conceptual | Non-SDP | 2025 |  | 28000 |  |  | MI | [9 empty] | 28000 | 28000 | 28000 | 28000 | 28000
k333 | REC | Ramona MWD - Santa Maria Water Reclamation Project/Santa Maria Water Reclamation Project | Feasibility | Non-LRP | 2015 |  | 3000 |  | Non-potable | MI
k333 | REC | Ramona MWD - Santa Maria Water Reclamation Project/Santa Maria Water Reclamation Project | Feasibility | Non-LRP | 2015 |  | 3000 |  | Non-potable | MI
k335 | GWR | Sweetwater Authority/Otay WD San Diego Formation Recovery (Otay Water District) | Feasibility | Non-GRP | 2025 |  | 3900 |  | Potable Direct | MI | [10 empty] | 1831.05 | 2984.0472 | 3374.0956 | 3615.2108
k335 | GWR | Sweetwater Authority/Otay WD San Diego Formation Recovery | Feasibility | Non-GRP | 2020 |  | 3900 |  |  | MI | [9 empty] | 1831.05 | 2984.0472 | 3374.0956 | 3615.2108 | 3790.2002
k337 | GWR | San Dieguito Reservoir Seepage Recovery Feasibility Study | Feasibility | Non-GRP | 2015 |  | 150 |  |  | MI | [8 empty] | 70.425 | 114.771 | 129.7729 | 139.0466 | 145.7769 | 150
k337 | GWR | San Dieguito Reservoir Seepage Recovery Feasibility Study (Omit this project - Study complete and yield did not warrant construction) | Feasibility | Non-GRP | 2015 |  | 150 |  |  | MI | [8 empty] | 70.425 | 114.771 | 129.7729 | 139.0466 | 145.7769 | 150
k337 | GWR | San Dieguito Reservoir Seepage Recovery Feasibility Study | Feasibility | Non-GRP | 2015 |  | 150 |  |  | MI | [8 empty] | 70.425 | 114.771 | 129.7729 | 139.0466 | 145.7769 | 150
k338 | GWR | San Dieguito River Basin Brackish GW Recovery and Treatment (Olivenhain MWD) | Conceptual | Non-GRP | 2015 |  | 1500 |  |  | MI |  |  | 18000000 | [5 empty] | 234.75 | 382.5702 | 432.5764 | 463.4886 | 485.9231 | 500
k338 | GWR | San Dieguito River Basin Brackish GW Recovery and Treatment | Conceptual | Non-GRP | 2015 |  | 500 |  |  | MI | [8 empty] | 234.75 | 382.5702 | 432.5764 | 463.4886 | 485.9231 | 500
k388 | REC | Rincon del Diablo MWD Recycled Water Program/Rincon del Diablo Recycled Water Program | Existing | LRP (expired) | 2011 |  | 648 |  | Non-potable | MI | [5 empty] | 648 | 648 | 648
k388 | REC | Rincon del Diablo MWD Recycled Water Program/Rincon del Diablo Recycled Water Program | Existing | LRP (expired) | 2011 |  | 648 |  | Non-potable | MI | [5 empty] | 648 | 648 | 648
k423 | REC | Fallbrook Reclamation Project/Fallbrook Public Utility District Water Reclamation Project - Plant 1 | Feasibility | Non-LRP | 2015 |  | 196 |  | Non-potable | MI
k423 | REC | Fallbrook Reclamation Project/Fallbrook Public Utility District Water Reclamation Project - Plant 1 | Feasibility | Non-LRP | 2015 |  | 196 |  | Non-potable | MI
k424 | REC | Fallbrook Reclamation Project/Fallbrook Public Utility District Water Reclamation Project - Plant 1 Expansion | Conceptual | Non-LRP | 2015 |  | 582 |  | Non-potable | MI | [8 empty] | 307.7616 | 393.5844 | 422.6174 | 440.5647 | 453.59 | 463.8199
k424 | REC | Fallbrook Reclamation Project/Fallbrook Public Utility District Water Reclamation Project - Plant 1 Expansion | Conceptual | Non-LRP | 2015 |  | 582 |  | Non-potable | MI | [8 empty] | 307.7616 | 393.5844 | 422.6174 | 440.5647 | 453.59 | 463.8199
k436 | REC | North City Water Reclamation Project/North City Water Reclamation Project - City of Poway | Existing | Non-LRP | 2009 |  | 750 |  | Non-potable | MI | [5 empty] | 400.9 | 423.6 | 443.8
k436 | REC | North City Water Reclamation Project/North City Water Reclamation Project - City of Poway | Existing | Non-LRP | 2009 |  | 750 |  | Non-potable | MI | [5 empty] | 400.9 | 423.6 | 443.8
k446 | REC | Valley Center MWD - Wood Valley Water Recycling Facility/Valley Center MWD - Wood Valley Water Recycling Facility Phase II Expansion | Feasibility | Non-LRP | 2020 |  | 59 |  | Non-potable | MI
k446 | REC | Valley Center MWD - Woods Valley Ranch WRF Phase 2 Expansion | Under Construction | Non-LRP | 2020 |  | 196.224 |  | Non-potable | MI |  |  | 17240000 | 4600 | [5 empty] | 26 | 86 | 146 | 196 | 196
k446 | REC | Valley Center MWD - Wood Valley Water Recycling Facility/Valley Center MWD - Wood Valley Water Recycling Facility Phase II Expansion | Feasibility | Non-LRP | 2020 |  | 59 |  | Non-potable | MI
k447 | REC | Valley Center MWD - Wood Valley Water Recycling Facility/Valley Center MWD - Wood Valley Water Recycling Facility Phase III Expansion | Conceptual | Non-LRP | 2025 |  | 50 |  | Non-potable | MI | [10 empty] | 26.44 | 33.8131 | 36.3073 | 37.8492
k447 | REC | Valley Center MWD - Woods Valley Ranch WRF Phase 3 Expansion | Conceptual | Non-LRP | 2020 |  | 179.2 |  | Non-potable | MI, AG |  |  | 7500000 | 3400 | [6 empty] | 60 | 120 | 179 | 179
k447 | REC | Valley Center MWD - Wood Valley Water Recycling Facility/Valley Center MWD - Wood Valley Water Recycling Facility Phase III Expansion | Conceptual | Non-LRP | 2025 |  | 50 |  | Non-potable | MI | [10 empty] | 26.44 | 33.8131 | 36.3073 | 37.8492
k449 | REC | Padre Dam Reclaimed Water System/Padre Dam MWD Recycled Water System (Non-LRP Floor) | Existing | Non-LRP | 1998 |  | 65 |  | Non-potable | MI | [5 empty] | 65 | 65 | 65
k449 | REC | Padre Dam Reclaimed Water System/Padre Dam MWD Recycled Water System (Non-LRP Floor) | Existing | Non-LRP | 1998 |  | 65 |  | Non-potable | MI | [5 empty] | 65 | 65 | 65
k475 | REC | Ramona MWD - San Vicente Water Pollution Control Facility/San Vincente Water Recycling Project (Non-LRP) | Existing | Non-LRP | 2003 |  | 235 |  | Non-potable | MI | [5 empty] | 257.3 | 145.4 | 248.2333
k475 | REC | Ramona MWD - San Vicente Water Pollution Control Facility/San Vincente Water Recycling Project (Non-LRP) | Existing | Non-LRP | 2003 |  | 235 |  | Non-potable | MI | [5 empty] | 257.3 | 145.4 | 248.2333
k492 | REC | Carlsbad MWD Water Reclamation Program - Phase III | Full Design & Appropriated Funds | Non-LRP | 2015 |  | 3314 |  | Non-potable | MI |  |  | 29500000 | *290 |  | 0 | 0 | 0 | 0 | 3314 | 3314 | 3314 | 3314 | 3314
k492 | REC | Carlsbad MWD Encina Basin Water Reclamation Program - Phases I and II/Encina Basin Water Reclamation Program - Phase III | Full Design & Appropriated Funds | Non-LRP | 2015 |  | 1534 |  | Non-potable | MI
k68 | GWR | Oceanside Mission Basin Desalter/Oceanside Mission Basin Desalter Expansion/Seawater Recovery and Treatment | Feasibility | Non-GRP | 2025 |  | 5600 |  |  | MI | [10 empty] | 4756.7886 | 5131.4384 | 5397.2566 | 5600
k68 | GWR | Oceanside Mission Basin Desalter/Oceanside Mission Basin Desalter Expansion/Seawater Recovery and Treatment | Feasibility | Non-GRP | 2016 |  | 5600 |  |  | MI | [9 empty] | 4116.3206 | 4756.7886 | 5131.4384 | 5397.2566 | 5600
New | REC | Escondido Regional Reclaimed Water Project (Easterly Ag Distribution & MFRO with Mains and Brine) | Under Construction | LRP | 2017 | 2029 |  |  | Non-potable | AG |  |  | 56875000 |  |  | 0 | 0 | 0 | 945 | 2350 | 3000 | 3750 | 3750 | 3750
New | REC | Escondido Regional Reclaimed Water Project (HARRF Upgrades) | Full Design & Appropriated Funds | Non-LRP | 2019 |  |  |  | Non-potable | AG/MI |  |  | 126300000 |  |  | 0 | 0 | 0 | 0 | 1380 | 1750 | 0 | 0 | 0 | **Additional capacity made available by project, over & above what goes to AG and IPR
New | REC | Escondido Regional Potable Reuse Project | Planning | Non-LRP | 2025 |  | 5000 |  | Potable Indirect | MI |  |  | 98000000 |  |  | 0 | 0 | 0 | 0 | 0 | 4000 | 5000 | 5000 | 5000
New | REC | PURE Water | Preliminary Design | LRP | 2023 |  | 92960 |  | Potable Direct | MI | [10 empty] | 16800 | 33600 | 92960 | 92960 |  | 0 | 0 | 0 | 56000 | 56000 | 56000 | 56000 | 56000 | 56000 | 56000 | 56000 | 56000 | 56000 | 56000 | 56000 | 56000 | 56000 | 56000 | 56000 | 56000 | 56000 | 56000 | 56000 | 56000 | 56000 | 56000 | 56000 | 56000 | 56000 | 56000 | 56000 | 56000 | 56000 | 56000 | 56000 | 56000
New | REC | Santa Fe ID Western Service Area Recycled Water System Expansion Project | Feasibility | Non-LRP | 2020 |  | 111 |  | Non-potable | MI |  |  | 2900000 | 1500 | Funding, on-site retrofits | [5 empty] | 111 | 111 | 111 | 111
New | REC | Santa Fe ID Advanced Water Purification Project | Conceptual | Non-LRP | 2030 |  | 1100 |  | Potable Indirect | MI |  |  |  |  | Permitting, Funding | [7 empty] | 1100 | 1100
Deleted
k185 | GWR | San Diego Formation / Balboa Park Pilot Production Well | Feasibility | Non-GRP | 2018 |  | 1300 |  |  | MI | [9 empty] | 846.0023 | 1056.3902 | 1160.5316 | 1230.3347 | 1282.9135
k206 | REC | Carlsbad MWD Encina Basin Water Reclamation Program - Phases I and II | Conceptual | Non-LRP | 2015 |  | 3292 |  | Non-potable | MI
k216 | REC | Carlsbad MWD - Mahr Reservoir | Feasibility | Non-LRP | 2015 |  | 154 |  | Non-potable | MI
k437 | REC | North City Water Reclamation Project/North City Water Reclamation Project - City of San Diego | Feasibility | Non-LRP | 2020 |  | 15000 |  | Non-potable | MI
Revised List
k251 | REC | Camp Pendleton | Existing | Non-LRP | 1997 |  | 1020 |  | Potable Indirect | GW | [5 empty] | 850.3 | 879.5 | 839.0533
k252 | REC | Camp Pendleton | Existing | Non-LRP | 1997 |  | 680 |  | Non-potable | MI | [5 empty] | 392.4 | 424.1 | 472.1791
k321 | SWD | Camp Pendleton Seawater Desalination Project | Conceptual | Non-SDP | 2035 |  | 56000 |  | Potable Direct | MI | [9 empty] | 56000 | 56000 | 56000 | 56000 | 56000
k235 | REC | Carlsbad MWD Encina Basin Water Reclamation Program - Phases I and II/Encina Basin Water Reclamation Program - Phase I and II | Existing | LRP | 2005 | 2019 | 5000 |  | Non-potable | MI |  |  | 50000000 | *500 |  | 4027.3 | 3978.8 | 4539.7 | 5000 | 5000 | 5000 | 5000 | 5000 | 5000
k492 | REC | Carlsbad MWD Water Reclamation Program - Phase III | Full Design & Appropriated Funds | Non-LRP | 2015 |  | 3314 |  | Non-potable | MI |  |  | 29500000 | *290 | [5 empty] | 3314 | 3314 | 3314 | 3314 | 3314
k318 | SWD | Carlsbad Seawater Desalination Project | Under Construction | SDP | 2015 |  | 56000 |  |  | MI | [9 empty] | 56000 | 56000 | 56000 | 56000 | 56000
New | REC | Escondido Regional Potable Reuse Project | Planning | Non-LRP | 2025 |  | 5000 |  | Potable Indirect | MI |  |  | 98000000 |  |  | 0 | 0 | 0 | 0 | 0 | 4000 | 5000 | 5000 | 5000
k223 | REC | Escondido Regional Reclaimed Water Project | Existing | LRP | 2004 | 2029 | 650 |  | Non-potable | MI | [5 empty] | 401.4 | 565 | 514.5 | 614 | 650 | 650 | 650 | 650 | 650
New | REC | Escondido Regional Reclaimed Water Project (Easterly Ag Distribution & MFRO with Mains and Brine) | Under Construction | LRP | 2017 | 2029 | 1258 |  | Non-potable | AG |  |  | 56875000 |  |  | 0 | 0 | 0 | 945 | 2350 | 3000 | 3750 | 3750 | 3750
New | REC | Escondido Regional Reclaimed Water Project (HARRF Upgrades) | Full Design & Appropriated Funds | Non-LRP | 2019 |  | 2492 |  | Non-potable | AG/MI |  |  | 126300000 |  |  | 0 | 0 | 0 | 0 | 1380 | 1750 | 0 | 0 | 0
k250 | REC | Fairbanks Ranch | Existing | Non-LRP | 1997 |  | 308 |  | Potable Indirect | GW | [5 empty] | 178.1 | 172.7 | 172.1667
k221 | REC | Fallbrook Reclamation Project/Fallbrook Public Utility District Water Reclamation Project | Existing | LRP | 1990 | 2015 | 1200 |  | Non-potable | MI | [5 empty] | 655.6 | 688.6 | 716.4333
k423 | REC | Fallbrook Reclamation Project/Fallbrook Public Utility District Water Reclamation Project - Plant 1 | Feasibility | Non-LRP | 2015 |  | 196 |  | Non-potable | MI
k424 | REC | Fallbrook Reclamation Project/Fallbrook Public Utility District Water Reclamation Project - Plant 1 Expansion | Conceptual | Non-LRP | 2015 |  | 582 |  | Non-potable | MI | [8 empty] | 307.7616 | 393.5844 | 422.6174 | 440.5647 | 453.59 | 463.8199
k152 | GWR | Lower Sweetwater Desalter/Lower Sweetwater Desalter, Phase II | Full Design & Appropriated Funds | Non-GRP | 2017 |  | 5200 |  |  | MI | [9 empty] | 3630.8406 | 4326.6187 | 4705.7112 | 4967.7286 | 5168.1702
k219 | GWR | Lower Sweetwater Desalter/Lower Sweetwater River Basin Groundwater Demineralization Project, Phase I | Existing | GRP | 2000 | 2020 | 4320 |  |  | MI | [5 empty] | 2923.9 | 3211.3 | 3118.1 | 3181.4844 | 3498.4066 | 3815.3288 | 4132.251 | 4320 | 4320
k186 | GWR | Middle Sweetwater River Basin Groundwater Well System (Capacity) (Otay WD) | Feasibility | Non-GRP | 2025 |  | 1000 |  | Potable Direct | MI | [9 empty] | 650.771 | 812.6079 | 892.7166 | 946.4113 | 986.8565
k187 | GWR | Mission Valley Brackish Groundwater Recovery Project (City of San Diego) | Feasibility | Non-GRP | 2025 |  | 1680 |  |  | MI | [10 empty] | 840 | 1680 | 1680 | 1680
k222 | REC | North City Water Reclamation Project | Existing | LRP | 1998 | 2023 | 7732 |  | Non-potable | MI | [5 empty] | 6069 | 6319.1999 | 6951.4333 | 9300 | 10350 | 10350 | 10350 | 10350 | 10350
k436 | REC | North City Water Reclamation Project/North City Water Reclamation Project - City of Poway | Existing | Non-LRP | 2009 |  | 750 |  | Non-potable | MI | [5 empty] | 400.9 | 423.6 | 443.8
k220 | GWR | Oceanside Mission Basin Desalter/Oceanside Desalter Project/Oceanside (Mission Basin) Desalter Expansion Project | Existing | GRP | 2003 | 2023 | 7800 |  |  | MI | [5 empty] | 3703.9 | 4294.5 | 3541.1667 | 3648.7572 | 4186.7096 | 6477.1954 | 7015.1478 | 7553.1002 | 7800
k68 | GWR | Oceanside Mission Basin Desalter/Oceanside Mission Basin Desalter Expansion/Seawater Recovery and Treatment | Feasibility | Non-GRP | 2025 |  | 5600 |  |  | MI | [9 empty] | 4116.3206 | 4756.7886 | 5131.4384 | 5397.2566 | 5600
k232 | REC | Oceanside Water Reclamation Project | Existing | LRP | 1992 | 2017 | 200 |  | Non-potable | MI | [5 empty] | 131.7 | 121.8 | 140.3
k218 | REC | Olivenhain Joint RW Transmission Project with SFID and OMWD | Feasibility | Non-LRP | 2020 |  | 1200 |  | Non-potable | MI |  |  | 5000000 |  | Joint project with agency partners, Funding | 0 | 0 | 0 | 0 |  |  |  | 800 | 1200
k211 | REC | Olivenhain Northwest Quadrant Recycled Water Project/Olivenhain Northwest Quadrant Recycled Water Project (Meadowlark WRF) (Vallecitos) | Existing | Non-LRP | 2009 |  | 1000 |  | Non-potable | MI | [5 empty] | 518 | 473.2 | 495.5 | 500 |  |  |  | 600 | 800
k212 | REC | Olivenhain Northwest Quadrant Recycled Water Project/Olivenhain Northwest Quadrant Recycled Water Project, Phase B | Under Construction | Non-LRP | 2015 |  | 300 |  | Non-potable | MI
k234 | REC | Olivenhain Recycled Project - SE Quadrant/Olivenhain Recycled Project – Southeast Quadrant (4S Ranch WRF) | Existing | LRP | 2003 | 2023 | 1788 |  | Non-potable | MI | [5 empty] | 1315.9 | 1352.8 | 1323.4333 | 1500 |  |  |  | 1700 | 1788
k196 | REC | Olivenhain Recycled Project - SE Quadrant/Olivenhain Recycled Project (SE Quad) - RG San Diego | Existing | Non-LRP | 2009 |  | 1000 |  | Non-potable | MI | [5 empty] | 474.4 | 552.8 | 594.3333 |  |  |  |  | 800 | 800
k248 | REC | Olivenhain Recycled Project - SE Quadrant/Olivenhain Southeast Quadrant Recycled Water Project (Non-LRP) (Santa Fe Valley WRF) | Existing | Non-LRP | 2005 |  | 100 |  | Non-potable | MI | [8 empty] | 80 |  |  |  | 100 | 100
k207 | REC | Olivenhain Wanket Reservoir RW Conversion | Conceptual | Non-LRP | 2020 |  | 200 |  | Non-potable | MI |  |  | 3000000 | [5 empty] | 0 | 158.64 | 202.8785 | 217.844 | 150 | 200
k188 | GWR | Otay Mesa Lot 7 Well Desalination (Otay WD) | Feasibility | Non-GRP | 2025 |  | 400 |  | Potable Direct | MI | [10 empty] | 294.0229 | 339.7706 | 366.5313 | 385.5183
k233 | REC | Otay Recycled Water System/Otay Water Reclamation Project, Phase I/Otay Recycled Water System | Existing | LRP | 2005 | 2030 | 7500 |  | Non-potable | MI | [5 empty] | 4055.8 | 4390.6 | 4568.8 | 4700 | 5000 | 6000 | 7300 | 7300 | 7300
k214 | REC | Otay WD - North District Recycled Water System | Feasibility | Non-LRP | 2015 |  | 4400 |  | Non-potable | MI | [10 empty] | 250 | 250 | 250 | 250
k449 | REC | Padre Dam Reclaimed Water System/Padre Dam MWD Recycled Water System (Non-LRP Floor) | Existing | Non-LRP | 1998 |  | 65 |  | Non-potable | MI | [5 empty] | 65 | 65 | 65
k202 | REC | Padre Dam Reclaimed Water System/Padre Dam MWD Recycled Water System Expansion from 2 mgd to 4 mgd, Phase 1 | Full Design & Appropriated Funds | Non-LRP | 2015 |  | 3489 |  | Non-potable | MI
k205 | REC | Padre Dam Reclaimed Water System/Padre Dam MWD Recycled Water System Expansion from 2 mgd to 4 mgd, Phase 2 | Feasibility | Non-LRP | 2025 |  | 1343 |  | Non-potable | MI
k224 | REC | Padre Dam Reclaimed Water System/Padre Dam Reclaimed Water System, Phase 1 | Existing | LRP | 1998 | 2023 | 850 |  | Non-potable | MI | [5 empty] | 842.7 | 791.3 | 896.3667
New | REC | PURE Water | Preliminary Design | LRP | 2023 |  | 92960 |  | Potable Direct | MI | 33605.55 | [9 empty] | 16800 | 33600 | 92960 | 92960
k247 | REC | Ramona MWD - San Vicente Water Pollution Control Facility/San Vincente Water Recycling Project | Existing | LRP | 2010 | 2034 | 340 |  | Non-potable | MI
k246 | REC | Ramona MWD - San Vicente Water Pollution Control Facility/San Vincente Water Recycling Project (Non-LRP) | Existing | Non-LRP | 1996 |  | 350 |  | Non-potable | AG | [5 empty] | 280.7 | 347.7 | 311.5333
k246 | REC | Ramona MWD - San Vicente Water Pollution Control Facility/San Vincente Water Recycling Project (Non-LRP) | Existing | Non-LRP | 1996 |  | 350 |  | Non-potable | AG | [5 empty] | 280.7 | 347.7 | 311.5333
k475 | REC | Ramona MWD - San Vicente Water Pollution Control Facility/San Vincente Water Recycling Project (Non-LRP) | Existing | Non-LRP | 2003 |  | 235 |  | Non-potable | MI | [5 empty] | 257.3 | 145.4 | 248.2333
k236 | REC | Ramona MWD - Santa Maria Water Reclamation Project/Santa Maria Water Reclamation Project | Existing | LRP | 1999 | 2024 | 400 |  | Non-potable | MI | [5 empty] | 172.3 | 194.8 | 197.4667
k333 | REC | Ramona MWD - Santa Maria Water Reclamation Project/Santa Maria Water Reclamation Project | Feasibility | Non-LRP | 2015 |  | 3000 |  | Non-potable | MI
k189 | GWR | Rancho del Rey Well Desalination (Otay WD) | Advanced Planning (EIR/EIS Certified) | Non-GRP | 2025 |  | 500 |  | Potable Direct | MI | [10 empty] | 367.5286 | 424.7133 | 458.1641 | 481.8979
k249 | REC | Rancho Santa Fe Water Pollution Control Facility | Existing | Non-LRP | 1997 |  | 500 |  | Potable Indirect | GW | [5 empty] | 308.9 | 300.4 | 307.6
k241 | REC | Rincon del Diablo MWD Recycled Water Program/Rincon del Diablo MWD Recycled Water Program (Non-LRP) | Existing | Non-LRP | 2006 |  | 3426 |  | Non-potable | MI | [5 empty] | 1848.6 | 2855.9 | 1949.4
k388 | REC | Rincon del Diablo MWD Recycled Water Program/Rincon del Diablo Recycled Water Program | Existing | LRP (expired) | 2011 |  | 648 |  | Non-potable | MI | [5 empty] | 648 | 648 | 648
k322 | SWD | Rosarito Beach Seawater Desalination Feasibility Study (Otay WD) | Feasibility | Non-SDP | 2025 |  | 28000 |  | Potable Direct | MI | [9 empty] | 28000 | 28000 | 28000 | 28000 | 28000
k23 | GWR | San Diego Formation Well Field and Treatment Facility (City of San Diego) | Feasibility | Non-GRP | 2025 |  | 1600 |  |  | MI | [10 empty] | 800 | 1600 | 1600 | 1600
k237 | REC | San Diego Wild Animal Park | Existing | Non-LRP | 1997 |  | 168 |  | Non-potable | MI | [5 empty] | 48 | 51.2 | 51.2667
k338 | GWR | San Dieguito River Basin Brackish GW Recovery and Treatment (Olivenhain MWD) | Conceptual | Non-GRP | 2015 |  | 1500 |  |  | MI |  |  | 18000000 | [5 empty] | 234.75 | 382.5702 | 432.5764 | 463.4886 | 485.9231 | 500
k225 | REC | San Elijo Water Reclamation System | Existing | LRP | 2000 | 2025 | 960 |  | Non-potable | MI | [5 empty] | 719.9 | 738.8 | 898.1333
k226 | REC | San Elijo Water Reclamation System | Existing | LRP | 2000 | 2025 | 640 |  | Non-potable | AG | [5 empty] | 488.4 | 544.4 | 559.5
k190 | GWR | San Paqual Brackish Groundwater Recovery Project (City of San Diego) | Feasibility | Non-GRP | 2016 |  | 1120 |  |  | MI | [10 empty] | 1235 | 1427 | 1539 | 1619
k289 | GWR | San Vicente and El Capitan Municipal Supply Wells (City of San Diego) | Existing | Non-GRP | 2015 |  | 800 |  |  | MI | [8 empty] | 500 | 500 | 500 | 500 | 500 | 500
New | REC | Santa Fe ID Advanced Water Purification Project | Conceptual | Non-LRP | 2030 |  | 1100 |  | Potable Indirect | MI |  |  |  |  | Permitting, Funding | [7 empty] | 1100 | 1100
k197 | REC | Santa Fe ID Eastern Service Area Recycled Water Project (Revised title and information) | Feasibility | Non-LRP | 2025 |  | 689 |  | Non-potable | MI |  |  | 18800000 | 967 | Feasibility study completed. Funding, permitting, on-site retrofits | [5 empty] | 689 | 689 | 689 | 689
New | REC | Santa Fe ID Western Service Area Recycled Water System Expansion Project | Feasibility | Non-LRP | 2020 |  | 111 |  | Non-potable | MI |  |  | 2900000 | 1500 | Funding, on-site retrofits | [5 empty] | 111 | 111 | 111 | 111
k203 | REC | Shadowridge Reclaimed Water System | Conceptual | Non-LRP | 2025 |  | 4400 |  | Non-potable | MI | [10 empty] | 1576.08 | 2517.3988 | 2835.8383 | 3032.6872
k245 | REC | South Bay Water Reclamation Project | Existing | Non-LRP | 2006 |  | 1520 |  | Non-potable | MI | [5 empty] | 221.4 | 124.7 | 165.8667 | 930 | 850 | 850 | 850 | 850 | 850
k335 | GWR | Sweetwater Authority/Otay WD San Diego Formation Recovery (Otay Water District) | Feasibility | Non-GRP | 2025 |  | 3900 |  | Potable Direct | MI | [9 empty] | 1831.05 | 2984.0472 | 3374.0956 | 3615.2108 | 3790.2002
k217 | REC | Valley Center MWD - Lilac Ranch WRF | Conceptual | Non-LRP | 2020 |  | 140 |  | Non-potable | MI | [9 empty] | 74.032 | 94.6767 | 101.6605 | 105.9778 | 109.111
k217 | REC | Valley Center MWD - Lilac Ranch WRF | Conceptual | Non-LRP | 2020 |  | 140 |  | Non-potable | MI | [9 empty] | 74.032 | 94.6767 | 101.6605 | 105.9778 | 109.111
k238 | REC | Valley Center MWD - Lower Moosa Canyon WRF | Existing | Non-LRP | 1974 |  | 492.8 |  | Potable Indirect | GW |  |  |  | 3000 |  | 335.5 | 345.6 | 340.0333 | 340 | 400 | 493 | 493 | 493 | 493
k215 | REC | Valley Center MWD - Lower Moosa Canyon WRF/AWT Upgrade and Expansion | Conceptual | Non-LRP | 2020 |  | 280 |  | Non-potable | MI, AG |  |  | 20000000 | 5100 | [6 empty] | 70 | 140 | 210 | 280
k213 | REC | Valley Center MWD - North Village WRF | Conceptual | Non-LRP | 2015 |  | 150 |  | Non-potable | MI | [8 empty] | 79.32 | 101.4393 | 108.922 | 113.5476 | 116.9046 | 119.5412
k201 | REC | Valley Center MWD - Welk WRF | Conceptual | Non-LRP | 2025 |  | 84 |  | Non-potable | MI |  |  | 3750000 | 3000 | [5 empty] | 84 | 84 | 84 | 84 | 84
k242 | REC | Valley Center MWD - Woods Valley Ranch WRF | Existing | Non-LRP | 2005 |  | 84 |  | Non-potable | MI | [5 empty] | 47 | 45.5 | 45.8 | 46 | 60 | 84 | 84 | 84 | 84
k446 | REC | Valley Center MWD - Woods Valley Ranch WRF Phase 2 Expansion | Under Construction | Non-LRP | 2020 |  | 196.224 |  | Non-potable | MI |  |  | 17240000 | 4600 | [5 empty] | 26 | 86 | 146 | 196 | 196
k447 | REC | Valley Center MWD - Woods Valley Ranch WRF Phase 3 Expansion | Conceptual | Non-LRP | 2020 |  | 179.2 |  | Non-potable | MI, AG |  |  | 7500000 | 3400 | [6 empty] | 26.44 | 33.8131 | 36.3073 | 37.8492
k243 | REC | Whispering Palms | Existing | Non-LRP | 1997 |  | 269 |  | Non-potable | AG | [5 empty] | 258.6 | 208.9 | 117.2
k244 | REC | Whispering Palms | Existing | Non-LRP | 1997 |  | 179 |  | Potable Indirect | GW | [5 empty] | 49.8 | 156.4 | 229.3667
k232 | REC | Oceanside IPR Project | Feasibility | Non-LRP | 2020 | 2025 | 2500 |  | Potable Indirect | GW |  |  | 40000000 |  | Permitting | 0 | 0 | 0 | 0 | 0 | 2500 | 2500 | 2500 | 2500
Deleted
k185 | GWR | San Diego Formation / Balboa Park Pilot Production Well | Feasibility | Non-GRP | 2018 |  | 1300 |  |  | MI | [9 empty] | 846.0023 | 1056.3902 | 1160.5316 | 1230.3347 | 1282.9135
k206 | REC | Carlsbad MWD Encina Basin Water Reclamation Program - Phases I and II | Conceptual | Non-LRP | 2015 |  | 3292 |  | Non-potable | MI
k216 | REC | Carlsbad MWD - Mahr Reservoir | Feasibility | Non-LRP | 2015 |  | 154 |  | Non-potable | MI
k437 | REC | North City Water Reclamation Project/North City Water Reclamation Project - City of San Diego | Feasibility | Non-LRP | 2020 |  | 15000 |  | Non-potable | MI
k337 | GWR | San Dieguito Reservoir Seepage Recovery Feasibility Study (Omit this project - Study complete and yield did not warrant construction) | Feasibility | Non-GRP | 2015 |  | 150 |  |  | MI | [8 empty] | 70.425 | 114.771 | 129.7729 | 139.0466 | 145.7769 | 150

## Notes
This presentation slide was from the City of San Diego's Pure Water San Diego Working Group meeting June 24, 2015. (originally from Meena Westford, forwarded to me by Jen Nevills)
| Project Name | Status | Online | Ultimate Yield
| PURE Water - Phase 1 North City | Preliminary Design | 2022 | 33,000 AFY (based on 30 mgd)
| PURE Water - Phase 2 Central Area | Conceptual? | ? | ?
| PURE Water - Phase 3 South Bay | Conceptual? | ? | ?